## Site
hts_site_id | site_id | site_name | class | ert | ert_sec | latitude | longitude | province | is_under_maintenance | pm_frequency | pm_cluster | cm_cluster | fe_pm1 | fe_pm2 | fe_cm1 | fe_cm2 | fs | zm | zone | has_genset | genset_brand | genset_serial_number | genset_capacity | genset_description | engine_brand | engine_serial_number | carte_controlle | tank_capacity | genset_battery | filtre_huile | filtre_carburant | filtre_air | energie | rut | teltonika | spa | is_in_rtmc | type | typologie | type_pylone | tower_height | dependency_count | is_colocation | tenant_count | tenant | b2b | numero_compteur | baco_porte_fusible | type_baco_porte_fusible | fuse_rating | rbs_breaker_rating | type_redresseur | nbre_module | module1 | module2 | module3 | module4 | module5 | module6 | module7 | module8 | module9 | rectifier_power | type_batterie | marque_batterie | tension_batterie | capacite_indiv_batt | capacite_totale_batt | battery_count | charge_current | statut_autonomie | has_solar | panel_count | type_panneau | puissance_panneau | nbre_string | nbre_panneau_par_strign | puiss_total_panneau | type_module_solaire | nbre_module_solaire | puiss_module_solaire | puiss_totale_module_solaire | has_surge_protector | etat_parafoudre
SNDK0054 | DK1009 | DK_ELECTRA | Gold | 2:45 | 9900 | 14.6717 | -17.4309 | DAKAR | TRUE | Monthly | Dakar Ouest | Dakar Ouest | El Hadji Koymine Diané |  | Ahmadou Bamba Seck |  | Mbaye Ndour | Papa Ngor Ndao | Dakar | FALSE | [12 empty] | Senelec | Pas de RMS | Pas de RMS | FALSE | FALSE | Rooftop | Outdoor | Monopole | 6 | 0 | FALSE | 1 | Free | 0 | 35009031 |  |  |  |  | Enclosure 6130 | 4 | module1: MR 3000B-48; module2: MR 3000B-48; module3: MR 3000B-48; module4: MR 3000B-48; module9: 12000 | 12000 | OpZs(Acide) | Classic | 2V | 1080Ah | 1080Ah | 24 | 108 | A changer | FALSE | [10 empty] | TRUE | Conforme
SNDK1198 | DK1014 | DK_KEUR_DAMEL | Platinum | 2:45 | 9900 | 14.74993 | -17.45583 | DAKAR | TRUE | Monthly | Ouakam _ Mermoz _ Yoff | Ouakam _ Mermoz _ Yoff | Ibrahima Faye |  | Narciss Manga |  | Mbaye Ndour | Papa Ngor Ndao | Dakar | FALSE | [12 empty] | Senelec | RUT956 | Online | FALSE | FALSE | Rooftop | Outdoor | Monopole | 6 | 7 | FALSE | 1 | Free | 0 | 35016210 |  |  |  |  | Delta Rev10 | 4 | module1: DPR 2900B-48; module2: DPR 2900B-48; module3: DPR 2900B-48; module4: DPR 2900B-48 | 11600 | Lithium | Leoch 48V-TB | 48V | 100Ah | 900Ah | 9 | 67 | Bonne | FALSE | [10 empty] | TRUE | Conforme
SNDK1115 | DK1019 | DK_ZONE_B | Silver | 2:45 | 9900 | 14.6988 | -17.4563 | DAKAR | TRUE | Bi-Monthly | Dakar Ouest | Dakar Ouest | El Hadji Koymine Diané |  | Ahmadou Bamba Seck |  | Mbaye Ndour | Papa Ngor Ndao | Dakar | FALSE | [12 empty] | Senelec | RUT956 | Online | FALSE | FALSE | Rooftop | Outdoor | Monopole | 6 | 0 | FALSE | 1 | Free | 0 | 30012272 |  |  |  |  | RBS 6101 | 4 | module1: PSU AC03 - 2500; module2: PSU AC01 - 1800; module3: PSU AC03 - 2500; module4: PSU AC03 - 2500 | 9300 | OpZs(Acide) | Classic | 2V | 1080Ah | 1080Ah | 24 | 26 | Bonne | FALSE | [10 empty] | TRUE | Conforme
SNDK0869 | DK1022 | DK_GUEDIAWAYE | Silver | 2:45 | 9900 | 14.7792 | -17.3797 | DAKAR | TRUE | Bi-Monthly | Parcelles_Guediawaye | Parcelles_Guediawaye | Daouda Ndiaye |  | Moussa Ndiaye |  | Ahmadou Bamba Ndiaye | Papa Ngor Ndao | Dakar | FALSE | [12 empty] | Senelec | RUT956 | Online | FALSE | FALSE | Rooftop | Outdoor | Monopole | 6 | 2 | FALSE | 1 | Free | 0 | 35007173 |  |  |  |  | RBS 6102 | 4 | module1: PSU AC03 - 2500; module2: PSU AC03 - 2500; module3: PSU AC03 - 2500; module4: PSU AC03 - 2500 | 10000 | Lithium | Leoch 48V-TB | 48V | 100Ah | 800Ah | 8 | 46 | Bonne | FALSE | [10 empty] | TRUE | Conforme
SNDK0941 | DK1028 | DK_FOIRE | Gold | 2:45 | 9900 | 14.73728 | -17.46367 | DAKAR | TRUE | Monthly | Castors _ HLM _ Maristes | Castors _ HLM _ Maristes | Papa Ababacar Nguer |  | Ombouele Embongo FranK |  | Ahmadou Bamba Ndiaye | Papa Ngor Ndao | Dakar | FALSE | [12 empty] | Senelec | RUT955 | Online | FALSE | FALSE | Rooftop | Outdoor | Monopole | 6 | 2 | FALSE | 1 | Free | 0 | 30002093 |  |  |  |  | Delta Rev10 | 5 | module1: DPR 2900B-48; module2: DPR 2900B-48; module3: DPR 2900B-48; module4: DPR 2900B-48; module5: DPR 2900B-48 | 14500 | Lithium | Leoch 48V-TB | 48V | 100Ah | 900Ah | 9 | 93 | Bonne | FALSE | [10 empty] | TRUE | Conforme
SNDK0770 | DK1030 | DK_MEDINA | Silver | 2:45 | 9900 | 14.6878 | -17.4509 | DAKAR | TRUE | Bi-Monthly | Dakar Ouest | Dakar Ouest | El Hadji Koymine Diané |  | Ahmadou Bamba Seck |  | Mbaye Ndour | Papa Ngor Ndao | Dakar | FALSE | [12 empty] | Senelec | RUT956 | Offline | FALSE | FALSE | Rooftop | Outdoor | Self Support Tower | 6 | 0 | FALSE | 1 | Free | 0 | 35016916 |  |  |  |  | RBS 6102 | 4 | module1: PSU AC03 - 2500; module2: PSU AC03 - 2500; module3: PSU AC03 - 2500; module4: PSU AC03 - 2500 | 10000 | OpZs(Acide) | Classic | 2V | 1080Ah | 1080Ah | 24 | 46 | Bonne | FALSE | [10 empty] | TRUE | Conforme
SNDK0055 | DK1034 | DK_FANN_CLAIR_LUNE | Platinum | 2:45 | 9900 | 14.6989 | -17.469 | DAKAR | TRUE | Monthly | Dakar Ouest | Dakar Ouest | El Hadji Koymine Diané |  | Ahmadou Bamba Seck |  | Mbaye Ndour | Papa Ngor Ndao | Dakar | FALSE | [12 empty] | Senelec | RUT955 | Online | FALSE | FALSE | Rooftop | Outdoor | Self Support Tower | 9 | 9 | FALSE | 1 | Free | 0 | 35003635 |  |  |  |  | Delta Rev10 | 5 | module1: DPR 2900B-48; module2: DPR 2900B-48; module3: DPR 2900B-48; module4: DPR 2900B-48; module5: DPR 2900B-48 | 14500 | OpZs(Acide) | Classic | 2V | 1080Ah | 1080Ah | 24 | 77 | Bonne | FALSE | [10 empty] | TRUE | Conforme
SNDK0624 | DK1035 | DK_YOFF2 | Silver | 2:45 | 9900 | 14.75565 | -17.47071 | DAKAR | TRUE | Bi-Monthly | Ouakam _ Mermoz _ Yoff | Ouakam _ Mermoz _ Yoff | Ibrahima Faye |  | Narciss Manga |  | Mbaye Ndour | Papa Ngor Ndao | Dakar | FALSE | [12 empty] | Senelec | RUT956 | Online | FALSE | FALSE | Rooftop | Outdoor | Guyed Mast | 12 | 8 | FALSE | 1 | Free | 0 | 35003893 |  |  |  |  | Delta Rev12 | 3 | module1: DPR 3000B-48; module2: DPR 3000B-48; module3: DPR 3000B-48 | 9000 | OpZs(Acide) | Classic | 2V | 1080Ah | 1080Ah | 24 | 33 | Bonne | FALSE | [10 empty] | TRUE | Conforme
SNDK0625 | DK1036 | DK_OUAKAM | Silver | 2:45 | 9900 | 14.7274 | -17.4844 | DAKAR | TRUE | Bi-Monthly | Ouakam _ Mermoz _ Yoff | Ouakam _ Mermoz _ Yoff | Ibrahima Faye |  | Narciss Manga |  | Mbaye Ndour | Papa Ngor Ndao | Dakar | FALSE | [12 empty] | Senelec | RUT956 | Online | FALSE | FALSE | Rooftop | Outdoor | Monopole | 6 | 1 | FALSE | 1 | Free | 0 | 2391040 |  |  |  |  | Delta Rev12 | 3 | module1: DPR 3000B-48; module2: DPR 3000B-48; module3: DPR 3000B-48 | 9000 | OpZs(Acide) | Classic | 2V | 1080Ah | 1080Ah | 24 | 30 | Bonne | FALSE | [10 empty] | TRUE | Conforme
SNDK0771 | DK1046 | DK_HANN_MARISTE | Silver | 2:45 | 9900 | 14.7349 | -17.4339 | DAKAR | TRUE | Bi-Monthly | Castors _ HLM _ Maristes | Castors _ HLM _ Maristes | Papa Ababacar Nguer |  | Ombouele Embongo FranK |  | Ahmadou Bamba Ndiaye | Papa Ngor Ndao | Dakar | FALSE | [12 empty] | Senelec | Pas de RMS | Pas de RMS | FALSE | FALSE | Rooftop | Outdoor | Monopole | 6 | 1 | FALSE | 1 | Free | 0 | 2367719 | Porte Fusible | F - 22x58 | 63 |  | RBS 6101 | 4 | module1: PSU AC01 - 1800; module2: PSU AC01 - 1800; module3: PSU AC03 - 2500; module4: PSU AC03 - 2500 | 8600 | OpZs(Acide) | Classic | 2V | 1080Ah | 1080Ah | 24 | 23 | Bonne | FALSE | [10 empty] | TRUE | Conforme
SNDK0712 | DK1063 | DK_PARCELLES3 | Silver | 2:45 | 9900 | 14.7607 | -17.4424 | DAKAR | TRUE | Bi-Monthly | Parcelles_Guediawaye | Parcelles_Guediawaye | Daouda Ndiaye |  | Moussa Ndiaye |  | Ahmadou Bamba Ndiaye | Papa Ngor Ndao | Dakar | FALSE | [12 empty] | Senelec | RUT956 | Online | FALSE | FALSE | Rooftop | Outdoor | Self Support Tower | 6 | 3 | FALSE | 1 | Free | 0 | 35012174 |  |  |  |  | RBS 6102 | 3 | module1: PSU AC03 - 2500; module2: PSU AC03 - 2500; module3: PSU AC01 - 1800 | 6800 | OpZs(Acide) | Classic | 2V | 1080Ah | 1080Ah | 24 | 23 | Bonne | FALSE | [10 empty] | TRUE | Conforme
SNDK0873 | DK1068 | DK_GUEDIAWAYE2 | Silver | 2:45 | 9900 | 14.7741 | -17.3695 | DAKAR | TRUE | Bi-Monthly | Thiaroye _ Pikine _ Mbao | Thiaroye _ Pikine _ Mbao | Modou Gueye Diouf |  | Abdoulaye Ndiaye |  | Baidy Sall | Papa Ngor Ndao | Dakar | FALSE | [12 empty] | Senelec | RUT956 | Offline | FALSE | FALSE | Rooftop | Outdoor | Guyed Mast | 12 | 11 | FALSE | 1 | Free | 0 | 35004209 |  |  |  |  | RBS 6102 | 3 | module1: PSU AC03 - 2500; module2: PSU AC01 - 1800; module3: PSU AC01 - 1800 | 6100 | Lithium | Leoch 48V-TB | 48V | 100Ah | 300Ah | 3 | 24 | Bonne | FALSE | [10 empty] | TRUE | Conforme
SNDK0454 | DK1069 | DK_HANN_BELAIR | Silver | 2:45 | 9900 | 14.7041 | -17.4253 | DAKAR | TRUE | Bi-Monthly | Dakar Ouest | Dakar Ouest | El Hadji Koymine Diané |  | Ahmadou Bamba Seck |  | Mbaye Ndour | Papa Ngor Ndao | Dakar | FALSE | [12 empty] | Senelec | RUT956 | Online | FALSE | FALSE | Rooftop | Outdoor | Monopole | 6 | 0 | FALSE | 1 | Free | 0 | 30005604 |  |  |  |  | RBS 6101 | 4 | module1: PSU AC03 - 2500; module2: PSU AC03 - 2500; module3: PSU AC03 - 2500; module4: PSU AC03 - 2500 | 10000 | OpZs(Acide) | Classic | 2V | 1080Ah | 1080Ah | 24 | 29 | Bonne | FALSE | [10 empty] | TRUE | Conforme
SNDK0275 | DK1071 | DK_NATIONS_UNIES2 | Silver | 2:45 | 9900 | 14.7729 | -17.4184 | DAKAR | TRUE | Bi-Monthly | Parcelles_Guediawaye | Parcelles_Guediawaye | Daouda Ndiaye |  | Moussa Ndiaye |  | Ahmadou Bamba Ndiaye | Papa Ngor Ndao | Dakar | FALSE | [12 empty] | Senelec | RUT956 | Online | FALSE | FALSE | Rooftop | Outdoor | Monopole | 6 | 0 | FALSE | 1 | Free | 0 | 35005310 |  |  |  |  | RBS 6101 | 4 | module1: PSU AC01 - 1800; module2: PSU AC01 - 1800; module3: PSU AC01 - 1800; module4: PSU AC01 - 1800 | 7200 | OpZs(Acide) | Classic | 2V | 1080Ah | 1080Ah | 24 | 21 | Bonne | FALSE | [10 empty] | TRUE | Conforme
SNDK0874 | DK1074 | DK_PIKINE_OUEST | Silver | 2:45 | 9900 | 14.7493 | -17.408 | DAKAR | TRUE | Bi-Monthly | Thiaroye _ Pikine _ Mbao | Thiaroye _ Pikine _ Mbao | Modou Gueye Diouf |  | Abdoulaye Ndiaye |  | Baidy Sall | Papa Ngor Ndao | Dakar | FALSE | [12 empty] | Senelec | RUT956 | Online | FALSE | FALSE | Rooftop | Outdoor | Monopole | 6 | 0 | FALSE | 1 | Free | 0 | 30005111 |  |  |  |  | Delta Rev12 | 4 | module1: DPR 3000B-48; module2: DPR 3000B-48; module3: DPR 3000B-48; module4: DPR 3000B-48 | 12000 | OpZs(Acide) | Classic | 2V | 1080Ah | 1080Ah | 24 | 20 | Bonne | FALSE | [10 empty] | TRUE | Conforme
SNDK0422 | DK1075 | DK_PIKINE5 | Silver | 2:45 | 9900 | 14.7534 | -17.3806 | DAKAR | TRUE | Bi-Monthly | Thiaroye _ Pikine _ Mbao | Thiaroye _ Pikine _ Mbao | Modou Gueye Diouf |  | Abdoulaye Ndiaye |  | Baidy Sall | Papa Ngor Ndao | Dakar | FALSE | [12 empty] | Senelec | RUT956 | Online | FALSE | FALSE | Rooftop | Outdoor | Self Support Tower | 6 | 0 | FALSE | 1 | Free | 0 | 35000309 |  |  |  |  | Delta Rev12 | 3 | module1: DPR 3000B-48; module2: DPR 3000B-48; module3: DPR 3000B-48 | 9000 | OpZs(Acide) | Classic | 2V | 1080Ah | 1080Ah | 24 | 50 | Bonne | FALSE | [10 empty] | TRUE | Conforme
SNDK1086 | DK1076 | DK_POINT_E | Silver | 2:45 | 9900 | 14.6962 | -17.4626 | DAKAR | TRUE | Bi-Monthly | Dakar Ouest | Dakar Ouest | El Hadji Koymine Diané |  | Ahmadou Bamba Seck |  | Mbaye Ndour | Papa Ngor Ndao | Dakar | FALSE | [12 empty] | Senelec | RUT956 | Online | FALSE | FALSE | Rooftop | Outdoor | Monopole | 6 | 0 | FALSE | 1 | Free | 0 | 032580 |  |  |  |  | RBS 6101 | 4 | module1: PSU AC03 - 2500; module2: PSU AC03 - 2500; module3: PSU AC03 - 2500; module4: PSU AC03 - 2500 | 10000 | OpZs(Acide) | Classic | 2V | 1080Ah | 1080Ah | 24 | 31 | Bonne | FALSE | [10 empty] | TRUE | Conforme
SNDK0319 | DK1081 | DK_GUEULE_TAPEE | Silver | 2:45 | 9900 | 14.6839 | -17.4567 | DAKAR | TRUE | Bi-Monthly | Dakar Ouest | Dakar Ouest | El Hadji Koymine Diané |  | Ahmadou Bamba Seck |  | Mbaye Ndour | Papa Ngor Ndao | Dakar | FALSE | [12 empty] | Senelec | RUT956 | Online | FALSE | FALSE | Rooftop | Outdoor | Self Support Tower | 6 | 0 | FALSE | 1 | Free | 0 | 35008154 |  |  |  |  | Enclosure 6130 | 4 | module1: MR 3000B-48; module2: MR 3000B-48; module3: MR 3000B-48; module4: MR 3000B-48; module9: 12000 | 12000 | OpZs(Acide) | Classic | 2V | 1080Ah | 1080Ah | 24 | 40 | Bonne | FALSE | [10 empty] | TRUE | Conforme
SNDK1205 | DK1086 | DK_GUEDIAWAYE3 | Silver | 2:45 | 9900 | 14.7755 | -17.3882 | DAKAR | TRUE | Bi-Monthly | Parcelles_Guediawaye | Parcelles_Guediawaye | Daouda Ndiaye |  | Moussa Ndiaye |  | Ahmadou Bamba Ndiaye | Papa Ngor Ndao | Dakar | FALSE | [12 empty] | Senelec | RUT956 | Online | FALSE | FALSE | Rooftop | Outdoor | Monopole | 6 | 0 | FALSE | 1 | Free | 0 | 30001021 |  |  |  |  | RBS 6101 | 4 | module1: PSU AC03 - 2500; module2: PSU AC03 - 2500; module3: PSU AC03 - 2500; module4: PSU AC03 - 2500 | 10000 | OpZs(Acide) | Classic | 2V | 1080Ah | 1080Ah | 24 | 26 | Bonne | FALSE | [10 empty] | TRUE | Conforme
SNDK0134 | DK1087 | DK_THIAROYE5 | Silver | 2:45 | 9900 | 14.7619 | -17.3683 | DAKAR | TRUE | Bi-Monthly | Thiaroye _ Pikine _ Mbao | Thiaroye _ Pikine _ Mbao | Modou Gueye Diouf |  | Abdoulaye Ndiaye |  | Baidy Sall | Papa Ngor Ndao | Dakar | FALSE | [12 empty] | Senelec | RUT956 | Online | FALSE | FALSE | Rooftop | Outdoor | Monopole | 6 | 4 | FALSE | 1 | Free | 0 | 35003916 |  |  |  |  | RBS 6102 | 4 | module1: PSU AC01 - 1800; module2: PSU AC01 - 1800; module3: PSU AC03 - 2500; module4: PSU AC03 - 2500 | 8600 | OpZs(Acide) | Classic | 2V | 1080Ah | 1080Ah | 24 | 37 | Bonne | FALSE | [10 empty] | TRUE | Conforme
SNDK0456 | DK1099 | DK_FANN_RESIDENCE | Silver | 2:45 | 9900 | 14.69185 | -17.46884 | DAKAR | TRUE | Bi-Monthly | Dakar Ouest | Dakar Ouest | El Hadji Koymine Diané |  | Ahmadou Bamba Seck |  | Mbaye Ndour | Papa Ngor Ndao | Dakar | FALSE | [12 empty] | Senelec | RUT955 | Online | FALSE | FALSE | Greenfield | Outdoor | Self Support Tower | 35 | 1 | FALSE | 1 | Free | 0 | 35004651 |  |  |  |  | Delta Rev10 | 5 | module1: DPR 2900B-48; module2: DPR 2900B-48; module3: DPR 2900B-48; module4: DPR 2900B-48; module5: DPR 2900B-48 | 14500 | OpZs(Acide) | Classic | 2V | 1080Ah | 1080Ah | 24 | 38 | Bonne | FALSE | [10 empty] | TRUE | Conforme
SNDK0032 | DK1107 | DK_TEROUBI | Silver | 2:45 | 9900 | 14.6767 | -17.4642 | DAKAR | TRUE | Bi-Monthly | Dakar Ouest | Dakar Ouest | El Hadji Koymine Diané |  | Ahmadou Bamba Seck |  | Mbaye Ndour | Papa Ngor Ndao | Dakar | FALSE | [12 empty] | Senelec | RUT955 | Online | FALSE | FALSE | Greenfield | Outdoor | Palm Tree | 25 | 0 | FALSE | 1 | Free | 0 | 47 | Porte Fusible | F - 22x58 | 63 |  | Delta Rev10 | 5 | module1: DPR 2900B-48; module2: DPR 2900B-48; module3: DPR 2900B-48; module4: DPR 2900B-48; module5: DPR 2900B-48 | 14500 | OpZs(Acide) | Classic | 2V | 1080Ah | 1080Ah | 24 | 44 | Bonne | FALSE | [10 empty] | TRUE | Conforme
SNDK0927 | DK1111 | DK_SICAP_MERMOZ | Silver | 2:45 | 9900 | 14.704 | -17.4717 | DAKAR | TRUE | Bi-Monthly | Dakar Ouest | Dakar Ouest | El Hadji Koymine Diané |  | Ahmadou Bamba Seck |  | Mbaye Ndour | Papa Ngor Ndao | Dakar | FALSE | [12 empty] | Senelec | RUT956 | Online | FALSE | FALSE | Rooftop | Outdoor | Guyed Mast | 9 | 0 | FALSE | 1 | Free | 0 | 30030753 |  |  |  |  | Delta Rev12 | 4 | module1: DPR 3000B-48; module2: DPR 3000B-48; module3: DPR 3000B-48; module4: DPR 3000B-48 | 12000 | OpZs(Acide) | Classic | 2V | 1080Ah | 1080Ah | 24 | 26 | Bonne | FALSE | [10 empty] | TRUE | Non Conforme
SNDK1032 | DK1112 | DK_THIAROYE6 | Silver | 2:45 | 9900 | 14.7573 | -17.3573 | DAKAR | TRUE | Bi-Monthly | Thiaroye _ Pikine _ Mbao | Thiaroye _ Pikine _ Mbao | Modou Gueye Diouf |  | Abdoulaye Ndiaye |  | Baidy Sall | Papa Ngor Ndao | Dakar | FALSE | [12 empty] | Senelec | RUT956 | Online | FALSE | FALSE | Rooftop | Outdoor | Guyed Mast | 9 | 0 | FALSE | 1 | Free | 0 | 35012329 |  |  |  |  | RBS 6102 | 4 | module1: PSU AC03 - 2500; module2: PSU AC03 - 2500; module3: PSU AC03 - 2500; module4: PSU AC03 - 2500 | 10000 | Lithium | Leoch 48V-TB | 48V | 100Ah | 400Ah | 4 | 36 | Bonne | FALSE | [10 empty] | TRUE | Conforme
SNDK0824 | DK1118 | DK_GUEDIAWAYE4 | Silver | 2:45 | 9900 | 14.7711 | -17.3788 | DAKAR | TRUE | Bi-Monthly | Parcelles_Guediawaye | Parcelles_Guediawaye | Daouda Ndiaye |  | Moussa Ndiaye |  | Ahmadou Bamba Ndiaye | Papa Ngor Ndao | Dakar | FALSE | [12 empty] | Senelec | RUT956 | Online | FALSE | FALSE | Rooftop | Outdoor | Self Support Tower | 9 | 0 | FALSE | 1 | Free | 0 | 35005301 |  |  |  |  | RBS 6102 | 4 | module1: PSU AC01 - 1800; module2: PSU AC01 - 1800; module3: PSU AC03 - 2500; module4: PSU AC03 - 2500 | 8600 | OpZs(Acide) | Classic | 2V | 1080Ah | 1080Ah | 24 | 28 | Bonne | FALSE | [10 empty] | TRUE | Conforme
SNDK0095 | DK1121 | DK_PIKINE7 | Silver | 2:45 | 9900 | 14.7586 | -17.3849 | DAKAR | TRUE | Bi-Monthly | Thiaroye _ Pikine _ Mbao | Thiaroye _ Pikine _ Mbao | Modou Gueye Diouf |  | Abdoulaye Ndiaye |  | Baidy Sall | Papa Ngor Ndao | Dakar | FALSE | [12 empty] | Senelec | RUT956 | Online | FALSE | FALSE | Rooftop | Outdoor | Guyed Mast | 6 | 0 | FALSE | 1 | Free | 0 | 35004903 |  |  |  |  | RBS 6102 | 4 | module1: PSU AC03 - 2500; module2: PSU AC03 - 2500; module3: PSU AC03 - 2500; module4: PSU AC03 - 2500 | 10000 | OpZs(Acide) | Classic | 2V | 1080Ah | 1080Ah | 24 | 30 | Bonne | FALSE | [10 empty] | TRUE | Conforme
SNDK0039 | DK1124 | DK_SICAP_BAOBAB | Silver | 2:45 | 9900 | 14.7078 | -17.4643 | DAKAR | TRUE | Bi-Monthly | Dakar Ouest | Dakar Ouest | El Hadji Koymine Diané |  | Ahmadou Bamba Seck |  | Mbaye Ndour | Papa Ngor Ndao | Dakar | FALSE | [12 empty] | Senelec | RUT956 | Online | FALSE | FALSE | Rooftop | Outdoor | Guyed Mast | 12 | 0 | FALSE | 1 | Free | 0 | 30003810 |  |  |  |  | RBS 6101 | 4 | module1: PSU AC03 - 2500; module2: PSU AC03 - 2500; module3: PSU AC03 - 2500; module4: PSU AC03 - 2500 | 10000 | OpZs(Acide) | Classic | 2V | 1080Ah | 1080Ah | 24 | 26 | Bonne | FALSE | [10 empty] | TRUE | Conforme
SNDK0096 | DK1128 | DK_RFQ_COLOBANE | Silver | 2:45 | 9900 | 14.7134 | -17.2544 | DAKAR | TRUE | Bi-Monthly | Rufisque_Bargny | Rufisque_Bargny | Ahmet Diene Hann |  | Mamadou leye Dembele |  | Baidy Sall | Papa Ngor Ndao | Dakar | FALSE | [12 empty] | Senelec | RUT | Online | FALSE | FALSE | Rooftop | Outdoor | Guyed Mast | 9 | 0 | FALSE | 1 | Free | 0 | 30033145 |  |  |  |  | RBS 6101 | 3 | module1: PSU AC01 - 1800; module2: PSU AC03 - 2500; module3: PSU AC03 - 2500 | 6800 | Lithium | Leoch 48V-TB | 48V | 100Ah | 300Ah | 3 | 27 | Bonne | FALSE | [10 empty] | TRUE | Conforme
SNDK0239 | DK1130 | DK_GOLF_SUD | Silver | 2:45 | 9900 | 14.7738 | -17.4053 | DAKAR | TRUE | Bi-Monthly | Parcelles_Guediawaye | Parcelles_Guediawaye | Daouda Ndiaye |  | Moussa Ndiaye |  | Ahmadou Bamba Ndiaye | Papa Ngor Ndao | Dakar | FALSE | [12 empty] | Senelec | RUT956 | Online | FALSE | FALSE | Rooftop | Outdoor | Guyed Mast | 9 | 0 | FALSE | 1 | Free | 0 | 35010577 |  |  |  |  | Delta Rev12 | 3 | module1: DPR 3000B-48; module2: DPR 3000B-48; module3: DPR 3000B-48 | 9000 | OpZs(Acide) | Classic | 2V | 1080Ah | 1080Ah | 24 | 39 | Bonne | FALSE | [10 empty] | TRUE | Conforme
SNDK0516 | DK1137 | DK_RFQ_DIORGA | Silver | 2:45 | 9900 | 14.7333 | -17.2659 | DAKAR | TRUE | Bi-Monthly | Rufisque_Bargny | Rufisque_Bargny | Ahmet Diene Hann |  | Mamadou leye Dembele |  | Baidy Sall | Papa Ngor Ndao | Dakar | FALSE | [12 empty] | Senelec | RUT956 | Online | FALSE | FALSE | Rooftop | Outdoor | Self Support Tower | 9 | 3 | FALSE | 1 | Free | 0 | 30034310 |  |  |  |  | RBS 6101 | 3 | module1: PSU AC03 - 2500; module2: PSU AC03 - 2500; module3: PSU AC01 - 1800 | 6800 | Lithium | Leoch 48V-TB | 48V | 100Ah | 400Ah | 4 | 24 | Bonne | FALSE | [10 empty] | TRUE | Conforme
SNDK0245 | DK1141 | DK_BGY_NDIOLEMANE | Silver | 2:45 | 9900 | 14.6943 | -17.236 | DAKAR | TRUE | Bi-Monthly | Rufisque_Bargny | Rufisque_Bargny | Ahmet Diene Hann |  | Mamadou leye Dembele |  | Baidy Sall | Papa Ngor Ndao | Dakar | FALSE | [12 empty] | Senelec | RUT956 | Offline | FALSE | FALSE | Rooftop | Outdoor | Monopole | 6 | 0 | FALSE | 1 | Free | 0 | 30033255 |  |  |  |  | RBS 6101 | 3 | module1: PSU AC01 - 1800; module2: PSU AC01 - 1800; module3: PSU AC01 - 1800 | 5400 | Lithium | Leoch 48V-TB | 48V | 100Ah | 300Ah | 3 | 34 | Bonne | FALSE | [10 empty] | TRUE | Conforme
SNDK0105 | DK1143 | DK_PARCELLES_U7 | Silver | 2:45 | 9900 | 14.7617 | -17.4333 | DAKAR | TRUE | Bi-Monthly | Parcelles_Guediawaye | Parcelles_Guediawaye | Daouda Ndiaye |  | Moussa Ndiaye |  | Ahmadou Bamba Ndiaye | Papa Ngor Ndao | Dakar | FALSE | [12 empty] | Senelec | RUT956 | Online | FALSE | FALSE | Rooftop | Outdoor | Self Support Tower | 9 | 0 | FALSE | 1 | Free | 0 | 350122206 |  |  |  |  | RBS 6102 | 4 | module1: PSU AC03 - 2500; module2: PSU AC03 - 2500; module3: PSU AC03 - 2500; module4: PSU AC01 - 1800 | 9300 | OpZs(Acide) | Hoppecke | 2V | 910Ah | 910Ah | 24 | 38 | A tester | FALSE | [10 empty] | TRUE | Conforme
SNDK0829 | DK1145 | DK_DAROU_NIANGOR | Silver | 2:45 | 9900 | 14.7842 | -17.375 | DAKAR | TRUE | Bi-Monthly | Parcelles_Guediawaye | Parcelles_Guediawaye | Daouda Ndiaye |  | Moussa Ndiaye |  | Ahmadou Bamba Ndiaye | Papa Ngor Ndao | Dakar | FALSE | [12 empty] | Senelec | RUT956 | Online | FALSE | FALSE | Rooftop | Outdoor | Self Support Tower | 9 | 0 | FALSE | 1 | Free | 0 | 35002916 |  |  |  |  | RBS 6102 | 4 | module1: PSU AC03 - 2500; module2: PSU AC03 - 2500; module3: PSU AC03 - 2500; module4: PSU AC03 - 2500 | 10000 | OpZs(Acide) | Classic | 2V | 1080Ah | 1080Ah | 24 | 29 | Bonne | FALSE | [10 empty] | TRUE | Conforme
SNDK0192 | DK1147 | DK_RONDPOINT_LIB6 | Silver | 2:45 | 9900 | 14.72197 | -17.46376 | DAKAR | TRUE | Bi-Monthly | Castors _ HLM _ Maristes | Castors _ HLM _ Maristes | Papa Ababacar Nguer |  | Ombouele Embongo FranK |  | Ahmadou Bamba Ndiaye | Papa Ngor Ndao | Dakar | FALSE | [12 empty] | Senelec | RUT956 | Online | FALSE | FALSE | Rooftop | Outdoor | Self Support Tower | 9 | 0 | FALSE | 1 | Free | 0 | 35004998 |  |  |  |  | Delta Rev12 | 4 | module1: DPR 3000B-48; module2: DPR 3000B-48; module3: DPR 3000B-48; module4: DPR 3000B-48 | 12000 | OpZs(Acide) | Classic | 2V | 1080Ah | 1080Ah | 24 | 24 | Bonne | FALSE | [10 empty] | TRUE | Conforme
SNDK0506 | DK1153 | DK_HANN_KM_6.5 | Gold | 2:45 | 9900 | 14.7253 | -17.4299 | DAKAR | TRUE | Monthly | Castors _ HLM _ Maristes | Castors _ HLM _ Maristes | Papa Ababacar Nguer |  | Ombouele Embongo FranK |  | Ahmadou Bamba Ndiaye | Papa Ngor Ndao | Dakar | FALSE | [12 empty] | Senelec | RUT956 | Online | FALSE | FALSE | Rooftop | Outdoor | Self Support Tower | 9 | 1 | FALSE | 1 | Free | 0 | 35016010 |  |  |  |  | RBS 6102 | 4 | module1: PSU AC03 - 2500; module2: PSU AC01 - 1800; module3: PSU AC01 - 1800; module4: PSU AC03 - 2500 | 8600 | OpZs(Acide) | Classic | 2V | 1080Ah | 1080Ah | 24 | 37 | Bonne | FALSE | [10 empty] | TRUE | Conforme
SNDK0084 | DK1160 | DK_GIBRALTAR2 | Silver | 2:45 | 9900 | 14.68799 | -17.444943 | DAKAR | TRUE | Bi-Monthly | Dakar Ouest | Dakar Ouest | El Hadji Koymine Diané |  | Ahmadou Bamba Seck |  | Mbaye Ndour | Papa Ngor Ndao | Dakar | FALSE | [12 empty] | Senelec | RUT956 | Online | FALSE | FALSE | Rooftop | Outdoor | Self Support Tower | 12 | 7 | FALSE | 1 | Free | 0 | 35016911 |  |  |  |  | RBS 6101 | 4 | module1: PSU AC03 - 2500; module2: PSU AC03 - 2500; module3: PSU AC03 - 2500; module4: PSU AC03 - 2500 | 10000 | OpZs(Acide) | Classic | 2V | 1080Ah | 1080Ah | 24 | 31 | Bonne | FALSE | [10 empty] | TRUE | Conforme
SNDK0387 | DK1169 | DK_THIAROYE_MBAR | Silver | 2:45 | 9900 | 14.76614 | -17.37866 | DAKAR | TRUE | Bi-Monthly | Thiaroye _ Pikine _ Mbao | Thiaroye _ Pikine _ Mbao | Modou Gueye Diouf |  | Abdoulaye Ndiaye |  | Baidy Sall | Papa Ngor Ndao | Dakar | FALSE | [12 empty] | Senelec | RUT956 | Online | FALSE | FALSE | Greenfield | Outdoor | Self Support Tower | 25 | 0 | FALSE | 1 | Free | 0 | 30000448 |  |  |  |  | Delta Rev12 | 3 | module1: DPR 3000B-48; module2: DPR 3000B-48; module3: DPR 3000B-48 | 9000 | OpZs(Acide) | Classic | 2V | 1080Ah | 1080Ah | 24 | 53 | Bonne | FALSE | [10 empty] | TRUE | Conforme
SNDK0817 | DK1173 | DK_GRANDE_MOSQUEE | Silver | 2:45 | 9900 | 14.679 | -17.4422 | DAKAR | TRUE | Bi-Monthly | Dakar Ouest | Dakar Ouest | El Hadji Koymine Diané |  | Ahmadou Bamba Seck |  | Mbaye Ndour | Papa Ngor Ndao | Dakar | FALSE | [12 empty] | Senelec | RUT956 | Online | FALSE | FALSE | Rooftop | Outdoor | Self Support Tower | 9 | 0 | FALSE | 1 | Free | 0 | 35003946 |  |  |  |  | RBS 6102 | 3 | module1: PSU AC01 - 1800; module2: PSU AC01 - 1800; module3: PSU AC01 - 1800 | 5400 | OpZs(Acide) | Classic | 2V | 1080Ah | 1080Ah | 24 | 43 | Bonne | FALSE | [10 empty] | TRUE | Conforme
SNDK0866 | DK1174 | DK_RFQ_CITE_FILAO | Silver | 2:45 | 9900 | 14.715016 | -17.2835 | DAKAR | TRUE | Bi-Monthly | Rufisque_Bargny | Rufisque_Bargny | Ahmet Diene Hann |  | Mamadou leye Dembele |  | Baidy Sall | Papa Ngor Ndao | Dakar | FALSE | [12 empty] | Senelec | RUT956 | Offline | FALSE | FALSE | Rooftop | Outdoor | Self Support Tower | 12 | 0 | FALSE | 1 | Free | 0 | 35018278 |  |  |  |  | RBS 6101 | 3 | module1: PSU AC03 - 2500; module2: PSU AC03 - 2500; module3: PSU AC03 - 2500 | 7500 | Lithium | Leoch 48V-TB | 48V | 100Ah | 300Ah | 3 | 28 | Bonne | FALSE | [10 empty] | TRUE | Conforme
SNDK1159 | DK1177 | DK_GRAND_YOFF_LEONA | Silver | 2:45 | 9900 | 14.7333 | -17.4474 | DAKAR | TRUE | Bi-Monthly | Castors _ HLM _ Maristes | Castors _ HLM _ Maristes | Papa Ababacar Nguer |  | Ombouele Embongo FranK |  | Ahmadou Bamba Ndiaye | Papa Ngor Ndao | Dakar | FALSE | [12 empty] | Senelec | RUT956 | Online | FALSE | FALSE | Rooftop | Outdoor | Guyed Mast | 9 | 0 | FALSE | 1 | Free | 0 | 35009965 |  |  |  |  | Delta Rev12 | 4 | module1: DPR 3000B-48; module2: DPR 3000B-48; module3: DPR 3000B-48; module4: DPR 3000B-48 | 12000 | Lithium | Leoch 48V-TB | 48V | 100Ah | 400Ah | 4 | 37 | Bonne | FALSE | [10 empty] | TRUE | Non Conforme
SNDK0136 | DK1179 | DK_FASS_MBAO | Silver | 2:45 | 9900 | 14.7637 | -17.3531 | DAKAR | TRUE | Bi-Monthly | Thiaroye _ Pikine _ Mbao | Thiaroye _ Pikine _ Mbao | Modou Gueye Diouf |  | Abdoulaye Ndiaye |  | Baidy Sall | Papa Ngor Ndao | Dakar | FALSE | [12 empty] | Senelec | RUT956 | Online | FALSE | FALSE | Rooftop | Outdoor | Self Support Tower | 9 | 0 | FALSE | 1 | Free | 0 | 30003826 |  |  |  |  | RBS 6102 | 4 | module1: PSU AC01 - 1800; module2: PSU AC01 - 1800; module3: PSU AC01 - 1800; module4: PSU AC03 - 2500 | 7900 | Lithium | Leoch 48V-TB | 48V | 100Ah | 400Ah | 4 | 50 | Bonne | FALSE | [10 empty] | TRUE | Conforme
SNDK0137 | DK1183 | DK_PIK_DAROU_SALAM | Silver | 2:45 | 9900 | 14.77987 | -17.35035 | DAKAR | TRUE | Bi-Monthly | Parcelles_Guediawaye | Parcelles_Guediawaye | Daouda Ndiaye |  | Moussa Ndiaye |  | Ahmadou Bamba Ndiaye | Papa Ngor Ndao | Dakar | FALSE | [12 empty] | Senelec | RUT956 | Online | FALSE | FALSE | Rooftop | Outdoor | Self Support Tower | 9 | 0 | FALSE | 1 | Free | 0 | 30001237 |  |  |  |  | RBS 6101 | 3 | module1: PSU AC01 - 1800; module2: PSU AC01 - 1800; module3: PSU AC03 - 2500 | 6100 | Lithium | Leoch 48V-TB | 48V | 100Ah | 300Ah | 3 | 24 | Bonne | FALSE | [10 empty] | TRUE | Conforme
SNDK0820 | DK1185 | DK_YOFF_MBENGUENE | Silver | 2:45 | 9900 | 14.7601 | -17.4739 | DAKAR | TRUE | Bi-Monthly | Ouakam _ Mermoz _ Yoff | Ouakam _ Mermoz _ Yoff | Ibrahima Faye |  | Narciss Manga |  | Mbaye Ndour | Papa Ngor Ndao | Dakar | FALSE | [12 empty] | Senelec | RUT956 | Online | FALSE | FALSE | Rooftop | Outdoor | Self Support Tower | 9 | 0 | FALSE | 1 | Free | 0 | 35003896 |  |  |  |  | Delta Rev12 | 3 | module1: DPR 3000B-48; module2: DPR 3000B-48; module3: DPR 3000B-48 | 9000 | Lithium | Leoch 48V-TB | 48V | 100Ah | 400Ah | 4 | 33 | Bonne | FALSE | [10 empty] | TRUE | Conforme
SNDK0821 | DK1203 | DK_HLM_EXTENSION | Silver | 2:45 | 9900 | 14.7031 | -17.4441 | DAKAR | TRUE | Bi-Monthly | Dakar Ouest | Dakar Ouest | El Hadji Koymine Diané |  | Ahmadou Bamba Seck |  | Mbaye Ndour | Papa Ngor Ndao | Dakar | FALSE | [12 empty] | Senelec | RUT956 | Online | FALSE | FALSE | Rooftop | Outdoor | Guyed Mast | 12 | 0 | FALSE | 1 | Free | 0 | 35014636 |  |  |  |  | RBS 6101 | 4 | module1: PSU AC03 - 2500; module2: PSU AC01 - 1800; module3: PSU AC01 - 1800; module4: PSU AC01 - 1800 | 7900 | Lithium | Leoch 48V-TB | 48V | 100Ah | 300Ah | 3 | 36 | Bonne | FALSE | [10 empty] | TRUE | Conforme
SNDK0877 | DK1214 | DK_YEUMBEUL3 | Silver | 2:45 | 9900 | 14.7717 | -17.3586 | DAKAR | TRUE | Bi-Monthly | Thiaroye _ Pikine _ Mbao | Thiaroye _ Pikine _ Mbao | Modou Gueye Diouf |  | Abdoulaye Ndiaye |  | Baidy Sall | Papa Ngor Ndao | Dakar | FALSE | [12 empty] | Senelec | RUT956 | Offline | FALSE | FALSE | Rooftop | Outdoor | Guyed Mast | 12 | 0 | FALSE | 1 | Free | 0 | 30032379 |  |  |  |  | RBS 6102 | 4 | module1: PSU AC03 - 2500; module2: PSU AC03 - 2500; module3: PSU AC01 - 1800; module4: PSU AC01 - 1800 | 8600 | OpZs(Acide) | Classic | 2V | 1080Ah | 1080Ah | 24 | 36 | Bonne | FALSE | [10 empty] | TRUE | Conforme
SNDK1044 | DK1265 | DK_PIKINE_CFA3 | Silver | 2:45 | 9900 | 14.7672 | -17.3922 | DAKAR | TRUE | Bi-Monthly | Parcelles_Guediawaye | Parcelles_Guediawaye | Daouda Ndiaye |  | Moussa Ndiaye |  | Ahmadou Bamba Ndiaye | Papa Ngor Ndao | Dakar | FALSE | [12 empty] | Senelec | RUT956 | Online | FALSE | FALSE | Rooftop | Outdoor | Guyed Mast | 12 | 0 | FALSE | 1 | Free | 0 | 30018976 |  |  |  |  | RBS 6102 | 4 | module1: PSU AC03 - 2500; module2: PSU AC03 - 2500; module3: PSU AC03 - 2500; module4: PSU AC03 - 2500 | 10000 | OpZs(Acide) | Classic | 2V | 1080Ah | 1080Ah | 24 | 31 | Bonne | FALSE | [10 empty] | TRUE | Conforme
SNDK0823 | DK1351 | DK_BISCUITERIE | Silver | 2:45 | 9900 | 14.7184 | -17.4498 | DAKAR | TRUE | Bi-Monthly | Castors _ HLM _ Maristes | Castors _ HLM _ Maristes | Papa Ababacar Nguer |  | Ombouele Embongo FranK |  | Ahmadou Bamba Ndiaye | Papa Ngor Ndao | Dakar | FALSE | [12 empty] | Senelec | RUT956 | Online | FALSE | FALSE | Rooftop | Outdoor | Guyed Mast | 9 | 2 | FALSE | 1 | Free | 0 | 30033699 |  |  |  |  | RBS 6102 | 3 | module1: PSU AC01 - 1800; module2: PSU AC01 - 1800; module3: PSU AC01 - 1800 | 5400 | OpZs(Acide) | EcoSafe | 2V | 800Ah | 800Ah | 24 | 37 | A tester | FALSE | [10 empty] | TRUE | Conforme
SNDK1213 | DK1352 | DK_PARCELLES_U6 | Silver | 2:45 | 9900 | 14.7618 | -17.4273 | DAKAR | TRUE | Bi-Monthly | Parcelles_Guediawaye | Parcelles_Guediawaye | Daouda Ndiaye |  | Moussa Ndiaye |  | Ahmadou Bamba Ndiaye | Papa Ngor Ndao | Dakar | FALSE | [12 empty] | Senelec | RUT956 | Online | FALSE | FALSE | Rooftop | Outdoor | Guyed Mast | 9 | 1 | FALSE | 1 | Free | 0 | 30014605 |  |  |  |  | RBS 6102 | 3 | module1: PSU AC01 - 1800; module2: PSU AC01 - 1800; module3: PSU AC03 - 2500 | 6100 | OpZs(Acide) | Hoppecke | 2V | 910Ah | 910Ah | 24 | 42 | A tester | FALSE | [10 empty] | TRUE | Non Conforme
SNDK0288 | DK1360 | DK_BARGNY3 | Silver | 2:45 | 9900 | 14.70319 | -17.23322 | DAKAR | TRUE | Bi-Monthly | Rufisque_Bargny | Rufisque_Bargny | Ahmet Diene Hann |  | Mamadou leye Dembele |  | Baidy Sall | Papa Ngor Ndao | Dakar | FALSE | [12 empty] | Senelec | RUT956 | Online | FALSE | FALSE | Rooftop | Outdoor | Self Support Tower | 9 | 2 | FALSE | 1 | Free | 0 | 30050569 |  |  |  |  | RBS 6101 | 3 | module1: PSU AC01 - 1800; module2: PSU AC01 - 1800; module3: PSU AC03 - 2500 | 6100 | Lithium | Leoch 48V-TB | 48V | 100Ah | 600Ah | 6 | 42 | Bonne | FALSE | [10 empty] | TRUE | Conforme
SNDK0289 | DK1362 | DK_DAROU NIANGOR2 | Silver | 2:45 | 9900 | 14.78411 | -17.38235 | DAKAR | TRUE | Bi-Monthly | Parcelles_Guediawaye | Parcelles_Guediawaye | Daouda Ndiaye |  | Moussa Ndiaye |  | Ahmadou Bamba Ndiaye | Papa Ngor Ndao | Dakar | FALSE | [12 empty] | Senelec | RUT956 | Online | FALSE | FALSE | Rooftop | Outdoor | Self Support Tower | 9 | 0 | FALSE | 1 | Free | 0 | 30051177 |  |  |  |  | Delta Rev12 | 4 | module1: DPR 3000B-48; module2: DPR 3000B-48; module3: DPR 3000B-48; module4: DPR 3000B-48 | 12000 | OpZs(Acide) | Classic | 2V | 1080Ah | 1080Ah | 24 | 22 | Bonne | FALSE | [10 empty] | TRUE | Conforme
SNDK0882 | DK1369 | DK_KEUR MASSAR7 | Silver | 2:45 | 9900 | 14.788 | -17.32697 | DAKAR | TRUE | Bi-Monthly | Parcelles_Guediawaye | Parcelles_Guediawaye | Daouda Ndiaye |  | Moussa Ndiaye |  | Ahmadou Bamba Ndiaye | Papa Ngor Ndao | Dakar | FALSE | [12 empty] | Senelec | RUT956 | Online | FALSE | FALSE | Rooftop | Outdoor | Self Support Tower | 12 | 1 | FALSE | 1 | Free | 0 | 30007069 |  |  |  |  | Delta Rev12 | 4 | module1: DPR 3000B-48; module2: DPR 3000B-48; module3: DPR 3000B-48; module4: DPR 3000B-48 | 12000 | OpZs(Acide) | Classic | 2V | 1080Ah | 1080Ah | 24 | 25 | Bonne | FALSE | [10 empty] | TRUE | Conforme
SNDK0388 | DK1375 | DK_OUEST FOIRE2 | Silver | 2:45 | 9900 | 14.75136 | -17.46605 | DAKAR | TRUE | Bi-Monthly | Ouakam _ Mermoz _ Yoff | Ouakam _ Mermoz _ Yoff | Ibrahima Faye |  | Narciss Manga |  | Mbaye Ndour | Papa Ngor Ndao | Dakar | FALSE | [12 empty] | Senelec | RUT956 | Online | FALSE | FALSE | Rooftop | Outdoor | Self Support Tower | 9 | 4 | FALSE | 1 | Free | 0 | 30050871 |  |  |  |  | RBS 6101 | 4 | module1: PSU AC03 - 2500; module2: PSU AC03 - 2500; module3: PSU AC03 - 2500; module4: PSU AC03 - 2500 | 10000 | OpZs(Acide) | Classic | 2V | 1080Ah | 1080Ah | 24 | 32 | Bonne | FALSE | [10 empty] | TRUE | Conforme
SNDK0415 | DK1376 | DK_PARCELLES_U9 | Silver | 2:45 | 9900 | 14.764302 | -17.43872 | DAKAR | TRUE | Bi-Monthly | Parcelles_Guediawaye | Parcelles_Guediawaye | Daouda Ndiaye |  | Moussa Ndiaye |  | Ahmadou Bamba Ndiaye | Papa Ngor Ndao | Dakar | FALSE | [12 empty] | Senelec | RUT956 | Online | FALSE | FALSE | Rooftop | Outdoor | Self Support Tower | 9 | 0 | FALSE | 1 | Free | 0 | 30015984 |  |  |  |  | Delta Rev12 | 4 | module1: DPR 3000B-48; module2: DPR 3000B-48; module3: DPR 3000B-48; module4: DPR 3000B-48 | 12000 | OpZs(Acide) | Classic | 2V | 1080Ah | 1080Ah | 24 | 41 | Bonne | FALSE | [10 empty] | TRUE | Non Conforme
SNDK1046 | DK1382 | DK_THIAROYE2_LAST | Silver | 2:45 | 9900 | 14.76797 | -17.33854 | DAKAR | TRUE | Bi-Monthly | Thiaroye _ Pikine _ Mbao | Thiaroye _ Pikine _ Mbao | Modou Gueye Diouf |  | Abdoulaye Ndiaye |  | Baidy Sall | Papa Ngor Ndao | Dakar | FALSE | [12 empty] | Senelec | RUT956 | Online | FALSE | FALSE | Rooftop | Outdoor | Self Support Tower | 9 | 0 | FALSE | 1 | Free | 0 | 35013735 |  |  |  |  | RBS 6101 | 4 | module1: PSU AC03 - 2500; module2: PSU AC03 - 2500; module3: PSU AC03 - 2500; module4: PSU AC03 - 2500 | 10000 | OpZs(Acide) | Classic | 2V | 1080Ah | 1080Ah | 24 | 45 | Bonne | FALSE | [10 empty] | TRUE | Conforme
SNDK0723 | DK1412 | DK_DIACKSAO3 | Silver | 2:45 | 9900 | 14.75324 | -17.36778 | DAKAR | TRUE | Bi-Monthly | Thiaroye _ Pikine _ Mbao | Thiaroye _ Pikine _ Mbao | Modou Gueye Diouf |  | Abdoulaye Ndiaye |  | Baidy Sall | Papa Ngor Ndao | Dakar | FALSE | [12 empty] | Senelec | RUT956 | Online | FALSE | FALSE | Rooftop | Outdoor | Self Support Tower | 12 | 1 | FALSE | 1 | Free | 0 | 35015356 |  |  |  |  | Delta Rev12 | 4 | module1: DPR 3000B-48; module2: DPR 3000B-48; module3: DPR 3000B-48; module4: DPR 3000B-48 | 12000 | Lithium | Leoch 48V-TB | 48V | 100Ah | 300Ah | 3 | 34 | Bonne | FALSE | [10 empty] | TRUE | Conforme
SNDK0831 | DK1420 | DK_SACRE_COEUR_EXTENSION | Silver | 2:45 | 9900 | 14.72351 | -17.47264 | DAKAR | TRUE | Bi-Monthly | Ouakam _ Mermoz _ Yoff | Ouakam _ Mermoz _ Yoff | Ibrahima Faye |  | Narciss Manga |  | Mbaye Ndour | Papa Ngor Ndao | Dakar | FALSE | [12 empty] | Senelec | Pas de RMS | Pas de RMS | FALSE | FALSE | Rooftop | Outdoor | Self Support Tower | 9 | 0 | FALSE | 1 | Free | 0 | 35005447 |  |  |  |  | Delta Rev12 | 3 | module1: DPR 3000B-48; module2: DPR 3000B-48; module3: DPR 3000B-48 | 9000 | Lithium | Leoch 48V-TB | 48V | 100Ah | 300Ah | 3 | 33 | Bonne | FALSE | [10 empty] | TRUE | Non Conforme
SNDK0887 | DK1425 | DK_PIK_DAROU_RAHMANE2 | Silver | 2:45 | 9900 | 14.76494 | -17.38272 | DAKAR | TRUE | Bi-Monthly | Thiaroye _ Pikine _ Mbao | Thiaroye _ Pikine _ Mbao | Modou Gueye Diouf |  | Abdoulaye Ndiaye |  | Baidy Sall | Papa Ngor Ndao | Dakar | FALSE | [12 empty] | Senelec | RUT956 | Online | FALSE | FALSE | Rooftop | Outdoor | Self Support Tower | 9 | 0 | FALSE | 1 | Free | 0 | 35012811 |  |  |  |  | Delta Rev12 | 4 | module1: DPR 3000B-48; module2: DPR 3000B-48; module3: DPR 3000B-48; module4: DPR 3000B-48 | 12000 | Lithium | Leoch 48V-TB | 48V | 100Ah | 600Ah | 6 | 35 | Bonne | FALSE | [10 empty] | TRUE | Conforme
SNDK1219 | DK1428 | DK_GOLF_NORD | Silver | 2:45 | 9900 | 14.77824 | -17.40277 | DAKAR | TRUE | Bi-Monthly | Parcelles_Guediawaye | Parcelles_Guediawaye | Daouda Ndiaye |  | Moussa Ndiaye |  | Ahmadou Bamba Ndiaye | Papa Ngor Ndao | Dakar | FALSE | [12 empty] | Senelec | RUT956 | Online | FALSE | FALSE | Rooftop | Outdoor | Self Support Tower | 12 | 0 | FALSE | 1 | Free | 0 | 30002573 |  |  |  |  | RBS 6102 | 4 | module1: PSU AC01 - 1800; module2: PSU AC03 - 2500; module3: PSU AC03 - 2500; module4: PSU AC01 - 1800 | 8600 | Lithium | Leoch 48V-TB | 48V | 100Ah | 400Ah | 4 | 19 | Bonne | FALSE | [10 empty] | TRUE | Conforme
SNDK1167 | DK1432 | DK_SUD_FOIRE | Silver | 2:45 | 9900 | 14.7421 | -17.46764 | DAKAR | TRUE | Bi-Monthly | Ouakam _ Mermoz _ Yoff | Ouakam _ Mermoz _ Yoff | Ibrahima Faye |  | Narciss Manga |  | Mbaye Ndour | Papa Ngor Ndao | Dakar | FALSE | [12 empty] | Senelec | RUT956 | Online | FALSE | FALSE | Rooftop | Outdoor | Self Support Tower | 9 | 0 | FALSE | 1 | Free | 0 | 30005648 |  |  |  |  | RBS 6102 | 4 | module1: PSU AC01 - 1800; module2: PSU AC01 - 1800; module3: PSU AC01 - 1800; module4: PSU AC01 - 1800 | 7200 | OpZs(Acide) | Classic | 2V | 1080Ah | 1080Ah | 24 | 33 | Bonne | FALSE | [10 empty] | TRUE | Conforme
SNDK1169 | DK1434 | DK_ZONE_DE_CAPTAGE2 | Silver | 2:45 | 9900 | 14.73166 | -17.4418 | DAKAR | TRUE | Bi-Monthly | Castors _ HLM _ Maristes | Castors _ HLM _ Maristes | Papa Ababacar Nguer |  | Ombouele Embongo FranK |  | Ahmadou Bamba Ndiaye | Papa Ngor Ndao | Dakar | FALSE | [12 empty] | Senelec | RUT956 | Online | FALSE | FALSE | Rooftop | Outdoor | Self Support Tower | 9 | 0 | FALSE | 1 | Free | 0 | 91255 |  |  |  |  | Delta Rev12 | 3 | module1: DPR 3000B-48; module2: DPR 3000B-48; module3: DPR 3000B-48 | 9000 | Lithium | Leoch 48V-TB | 48V | 100Ah | 400Ah | 4 | 46 | Bonne | FALSE | [10 empty] | TRUE | Conforme
SNDK0531 | DK1437 | DK_DALIFOR4 | Silver | 2:45 | 9900 | 14.734464 | -17.416513 | DAKAR | TRUE | Bi-Monthly | Castors _ HLM _ Maristes | Castors _ HLM _ Maristes | Papa Ababacar Nguer |  | Ombouele Embongo FranK |  | Ahmadou Bamba Ndiaye | Papa Ngor Ndao | Dakar | FALSE | [12 empty] | Senelec | RUT956 | Online | FALSE | FALSE | Rooftop | Outdoor | Self Support Tower | 12 | 0 | FALSE | 1 | Free | 0 | 35005968 |  |  |  |  | RBS 6102 | 3 | module1: PSU AC03 - 2500; module2: PSU AC01 - 1800; module3: PSU AC01 - 1800 | 6100 | Lithium | Leoch 48V-TB | 48V | 100Ah | 400Ah | 4 | 21 | Bonne | FALSE | [10 empty] | TRUE | Conforme
SNDK0156 | DK1446 | DK_TOUB_FASS_MBAO_MANDELA | Silver | 2:45 | 9900 | 14.75006 | -17.34385 | DAKAR | TRUE | Bi-Monthly | Thiaroye _ Pikine _ Mbao | Thiaroye _ Pikine _ Mbao | Modou Gueye Diouf |  | Abdoulaye Ndiaye |  | Baidy Sall | Papa Ngor Ndao | Dakar | FALSE | [12 empty] | Senelec | RUT956 | Online | FALSE | FALSE | Rooftop | Outdoor | Self Support Tower | 12 | 0 | FALSE | 1 | Free | 0 | 35012267 |  |  |  |  | RBS 6102 | 3 | module1: PSU AC03 - 2500; module2: PSU AC01 - 1800; module3: PSU AC01 - 1800 | 6100 | OpZs(Acide) | Classic | 2V | 1080Ah | 1080Ah | 24 | 49 | Bonne | FALSE | [10 empty] | TRUE | Conforme
SNDK1060 | DK1455 | DK_FASS_MBAO2 | Silver | 2:45 | 9900 | 14.76058 | -17.34858 | DAKAR | TRUE | Bi-Monthly | Thiaroye _ Pikine _ Mbao | Thiaroye _ Pikine _ Mbao | Modou Gueye Diouf |  | Abdoulaye Ndiaye |  | Baidy Sall | Papa Ngor Ndao | Dakar | FALSE | [12 empty] | Senelec | RUT956 | Online | FALSE | FALSE | Rooftop | Outdoor | Self Support Tower | 12 | 3 | FALSE | 1 | Free | 0 | 30008852 |  |  |  |  | RBS 6102 | 3 | module1: PSU AC03 - 2500; module2: PSU AC01 - 1800; module3: PSU AC03 - 2500 | 6800 | Lithium | Leoch 48V-TB | 48V | 100Ah | 300Ah | 3 | 30 | Bonne | FALSE | [10 empty] | TRUE | Conforme
SNDK0107 | DK1458 | DK_YOFF_MBENGUENE2 | Silver | 2:45 | 9900 | 14.75772 | -17.46497 | DAKAR | TRUE | Bi-Monthly | Ouakam _ Mermoz _ Yoff | Ouakam _ Mermoz _ Yoff | Ibrahima Faye |  | Narciss Manga |  | Mbaye Ndour | Papa Ngor Ndao | Dakar | FALSE | [12 empty] | Senelec | RUT956 | Online | FALSE | FALSE | Rooftop | Outdoor | Self Support Tower | 12 | 0 | FALSE | 1 | Free | 0 | 35007241 |  |  |  |  | Delta Rev12 | 4 | module1: DPR 3000B-48; module2: DPR 3000B-48; module3: DPR 3000B-48; module4: DPR 3000B-48 | 12000 | OpZs(Acide) | Classic | 2V | 1080Ah | 1080Ah | 24 | 32 | Bonne | FALSE | [10 empty] | TRUE | Conforme
SNDK0889 | DK1506 | DK_PARCELLES_U11 | Silver | 2:45 | 9900 | 14.75965 | -17.43617 | DAKAR | TRUE | Bi-Monthly | Parcelles_Guediawaye | Parcelles_Guediawaye | Daouda Ndiaye |  | Moussa Ndiaye |  | Ahmadou Bamba Ndiaye | Papa Ngor Ndao | Dakar | FALSE | [12 empty] | Senelec | RUT956 | Online | FALSE | FALSE | Rooftop | Outdoor | Self Support Tower | 12 | 6 | FALSE | 1 | Free | 0 | 30016676 |  |  |  |  | RBS 6102 | 3 | module1: PSU AC03 - 2500; module2: PSU AC03 - 2500; module3: PSU AC03 - 2500 | 7500 | OpZs(Acide) | Classic | 2V | 1080Ah | 1080Ah | 24 | 34 | Bonne | FALSE | [10 empty] | TRUE | Conforme
SNDK0537 | DK1508 | DK_GRD_YOFF_ARAFAT2 | Silver | 2:45 | 9900 | 14.73931 | -17.45454 | DAKAR | TRUE | Bi-Monthly | Castors _ HLM _ Maristes | Castors _ HLM _ Maristes | Papa Ababacar Nguer |  | Ombouele Embongo FranK |  | Ahmadou Bamba Ndiaye | Papa Ngor Ndao | Dakar | FALSE | [12 empty] | Senelec | RUT956 | Online | FALSE | FALSE | Rooftop | Outdoor | Self Support Tower | 9 | 0 | FALSE | 1 | Free | 0 | 35015358 |  |  |  |  | RBS 6102 | 3 | module1: PSU AC03 - 2500; module2: PSU AC01 - 1800; module3: PSU AC01 - 1800 | 6100 | Lithium | Leoch 48V-TB | 48V | 100Ah | 400Ah | 4 | 38 | Bonne | FALSE | [10 empty] | TRUE | Conforme
SNDK0394 | DK1509 | DK_HLM3 | Silver | 2:45 | 9900 | 14.71108 | -17.44451 | DAKAR | TRUE | Bi-Monthly | Castors _ HLM _ Maristes | Castors _ HLM _ Maristes | Papa Ababacar Nguer |  | Ombouele Embongo FranK |  | Ahmadou Bamba Ndiaye | Papa Ngor Ndao | Dakar | FALSE | [12 empty] | Senelec | RUT956 | Online | FALSE | FALSE | Rooftop | Outdoor | Self Support Tower | 9 | 0 | FALSE | 1 | Free | 0 | 35008290 |  |  |  |  | RBS 6102 | 3 | module1: PSU AC03 - 2500; module2: PSU AC03 - 2500; module3: PSU AC03 - 2500 | 7500 | Lithium | Leoch 48V-TB | 48V | 100Ah | 300Ah | 3 | 25 | Bonne | FALSE | [10 empty] | TRUE | Conforme
SNDK0253 | DK1523 | DK_GRD_YOFF_TAIBA | Silver | 2:45 | 9900 | 14.73429 | -17.45111 | DAKAR | TRUE | Bi-Monthly | Castors _ HLM _ Maristes | Castors _ HLM _ Maristes | Papa Ababacar Nguer |  | Ombouele Embongo FranK |  | Ahmadou Bamba Ndiaye | Papa Ngor Ndao | Dakar | FALSE | [12 empty] | Senelec | RUT956 | Online | FALSE | FALSE | Rooftop | Outdoor | Self Support Tower | 9 | 0 | FALSE | 1 | Free | 0 | 35017570 |  |  |  |  | RBS 6102 | 3 | module1: PSU AC03 - 2500; module2: PSU AC03 - 2500; module3: PSU AC03 - 2500 | 7500 | OpZs(Acide) | Classic | 2V | 1080Ah | 1080Ah | 24 | 28 | Bonne | FALSE | [10 empty] | TRUE | Conforme
SNDK0732 | DK1527 | DK_THIAROYE_SUR_MER2 | Silver | 2:45 | 9900 | 14.74102 | -17.38762 | DAKAR | TRUE | Bi-Monthly | Thiaroye _ Pikine _ Mbao | Thiaroye _ Pikine _ Mbao | Modou Gueye Diouf |  | Abdoulaye Ndiaye |  | Baidy Sall | Papa Ngor Ndao | Dakar | FALSE | [12 empty] | Senelec | RUT956 | Online | FALSE | FALSE | Rooftop | Outdoor | Self Support Tower | 9 | 1 | FALSE | 1 | Free | 0 | 35016774 |  |  |  |  | RBS 6102 | 4 | module1: PSU AC03 - 2500; module2: PSU AC03 - 2500; module3: PSU AC03 - 2500; module4: PSU AC03 - 2500 | 10000 | OpZs(Acide) | Classic | 2V | 1080Ah | 1080Ah | 24 | 94 | Bonne | FALSE | [10 empty] | TRUE | Conforme
SNDK0395 | DK1530 | DK_OUAK_CITE_AVION2 | Silver | 2:45 | 9900 | 14.72244 | -17.47884 | DAKAR | TRUE | Bi-Monthly | Ouakam _ Mermoz _ Yoff | Ouakam _ Mermoz _ Yoff | Ibrahima Faye |  | Narciss Manga |  | Mbaye Ndour | Papa Ngor Ndao | Dakar | FALSE | [12 empty] | Senelec | RUT956 | Online | FALSE | FALSE | Rooftop | Outdoor | Self Support Tower | 12 | 0 | FALSE | 1 | Free | 0 | 35013455 |  |  |  |  | RBS 6102 | 4 | module1: PSU AC03 - 2500; module2: PSU AC03 - 2500; module3: PSU AC03 - 2500; module4: PSU AC03 - 2500 | 10000 | OpZs(Acide) | Classic | 2V | 1080Ah | 1080Ah | 24 | 26 | Bonne | FALSE | [10 empty] | TRUE | Conforme
SNDK1175 | DK1532 | DK_NGOR_VIRAGE | Silver | 2:45 | 9900 | 14.75398 | -17.49422 | DAKAR | TRUE | Bi-Monthly | Ouakam _ Mermoz _ Yoff | Ouakam _ Mermoz _ Yoff | Ibrahima Faye |  | Narciss Manga |  | Mbaye Ndour | Papa Ngor Ndao | Dakar | FALSE | [12 empty] | Senelec | RUT956 | Online | FALSE | FALSE | Rooftop | Outdoor | Self Support Tower | 12 | 0 | FALSE | 1 | Free | 0 | 35012911 |  |  |  |  | RBS 6102 | 3 | module1: PSU AC03 - 2500; module2: PSU AC03 - 2500; module3: PSU AC03 - 2500 | 7500 | OpZs(Acide) | Classic | 2V | 1080Ah | 1080Ah | 24 | 27 | Bonne | FALSE | [10 empty] | TRUE | Conforme
SNDK0159 | DK1535 | DK_RUF_CITE_MILLIONNAIRE | Silver | 2:45 | 9900 | 14.72377 | -17.28291 | DAKAR | TRUE | Bi-Monthly | Rufisque_Bargny | Rufisque_Bargny | Ahmet Diene Hann |  | Mamadou leye Dembele |  | Baidy Sall | Papa Ngor Ndao | Dakar | FALSE | [12 empty] | Senelec | RUT956 | Online | FALSE | FALSE | Rooftop | Outdoor | Self Support Tower | 12 | 0 | FALSE | 1 | Free | 0 | 30002670 |  |  |  |  | RBS 6101 | 3 | module1: PSU AC03 - 2500; module2: PSU AC03 - 2500; module3: PSU AC03 - 2500 | 7500 | OpZs(Acide) | Classic | 2V | 1080Ah | 1080Ah | 24 | 23 | Bonne | FALSE | [10 empty] | TRUE | Conforme
SNDK0592 | DK1536 | DK_RUF_DANGOU_NORD | Silver | 2:45 | 9900 | 14.72566 | -17.27326 | DAKAR | TRUE | Bi-Monthly | Rufisque_Bargny | Rufisque_Bargny | Ahmet Diene Hann |  | Mamadou leye Dembele |  | Baidy Sall | Papa Ngor Ndao | Dakar | FALSE | [12 empty] | Senelec | RUT956 | Online | FALSE | FALSE | Rooftop | Outdoor | Self Support Tower | 12 | 15 | FALSE | 1 | Free | 0 | 35013434 |  |  |  |  | RBS 6101 | 3 | module1: PSU AC03 - 2500; module2: PSU AC03 - 2500; module3: PSU AC03 - 2500 | 7500 | OpZs(Acide) | Classic | 2V | 1080Ah | 1080Ah | 24 | 12 | Bonne | FALSE | [10 empty] | TRUE | Conforme
SNDK0004 | DK1539 | DK_CITE_GABON | Silver | 2:45 | 9900 | 14.71752 | -17.28694 | DAKAR | TRUE | Bi-Monthly | Rufisque_Bargny | Rufisque_Bargny | Ahmet Diene Hann |  | Mamadou leye Dembele |  | Baidy Sall | Papa Ngor Ndao | Dakar | FALSE | [12 empty] | Senelec | RUT956 | Online | FALSE | FALSE | Rooftop | Outdoor | Self Support Tower | 9 | 2 | FALSE | 1 | Free | 0 | 30002284 |  |  |  |  | RBS 6101 | 4 | module1: PSU AC03 - 2500; module2: PSU AC03 - 2500; module3: PSU AC03 - 2500; module4: PSU AC03 - 2500 | 10000 | OpZs(Acide) | Classic | 2V | 1080Ah | 1080Ah | 24 | 29 | Bonne | FALSE | [10 empty] | TRUE | Conforme
SNDK1064 | DK1545 | DK_RUF_ARRET_CHERIF | Silver | 2:45 | 9900 | 14.73102 | -17.26079 | DAKAR | TRUE | Bi-Monthly | Rufisque_Bargny | Rufisque_Bargny | Ahmet Diene Hann |  | Mamadou leye Dembele |  | Baidy Sall | Papa Ngor Ndao | Dakar | FALSE | [12 empty] | Senelec | RUT956 | Online | FALSE | FALSE | Rooftop | Outdoor | Self Support Tower | 12 | 1 | FALSE | 1 | Free | 0 | 35005024 |  |  |  |  | RBS 6101 | 3 | module1: PSU AC03 - 2500; module2: PSU AC03 - 2500; module3: PSU AC03 - 2500 | 7500 | OpZs(Acide) | Classic | 2V | 1080Ah | 1080Ah | 24 | 31 | Bonne | FALSE | [10 empty] | TRUE | Conforme
SNDK0837 | DK1552 | DK_MAMEL_CORNICH | Silver | 2:45 | 9900 | 14.72701 | -17.49568 | DAKAR | TRUE | Bi-Monthly | Ouakam _ Mermoz _ Yoff | Ouakam _ Mermoz _ Yoff | Ibrahima Faye |  | Narciss Manga |  | Mbaye Ndour | Papa Ngor Ndao | Dakar | FALSE | [12 empty] | Senelec | RUT956 | Online | FALSE | FALSE | Rooftop | Outdoor | Self Support Tower | 12 | 0 | FALSE | 1 | Free | 0 | 35002638 |  |  |  |  | Delta Rev12 | 3 | module1: DPR 3000B-48; module2: DPR 3000B-48; module3: DPR 3000B-48 | 9000 | OpZs(Acide) | Classic | 2V | 1080Ah | 1080Ah | 24 | 23 | Bonne | FALSE | [10 empty] | TRUE | Conforme
SNDK0999 | DK1555 | DK_OUEST_FACE_FOIRE | Silver | 2:45 | 9900 | 14.74684 | -17.46789 | DAKAR | TRUE | Bi-Monthly | Ouakam _ Mermoz _ Yoff | Ouakam _ Mermoz _ Yoff | Ibrahima Faye |  | Narciss Manga |  | Mbaye Ndour | Papa Ngor Ndao | Dakar | FALSE | [12 empty] | Senelec | RUT956 | Online | FALSE | FALSE | Rooftop | Outdoor | Self Support Tower | 9 | 0 | FALSE | 1 | Free | 0 | 35006469 |  |  |  |  | RBS 6101 | 4 | module1: PSU AC03 - 2500; module2: PSU AC03 - 2500; module3: PSU AC03 - 2500; module4: PSU AC03 - 2500 | 10000 | OpZs(Acide) | Classic | 2V | 1080Ah | 1080Ah | 24 | 33 | Bonne | FALSE | [10 empty] | TRUE | Non Conforme
SNDK0735 | DK1567 | DK_CITE_FAYCAL | Silver | 2:45 | 9900 | 14.7488 | -17.42284 | DAKAR | TRUE | Bi-Monthly | Castors _ HLM _ Maristes | Castors _ HLM _ Maristes | Papa Ababacar Nguer |  | Ombouele Embongo FranK |  | Ahmadou Bamba Ndiaye | Papa Ngor Ndao | Dakar | FALSE | [12 empty] | Senelec | RUT956 | Online | FALSE | FALSE | Rooftop | Outdoor | Self Support Tower | 12 | 0 | FALSE | 1 | Free | 0 | 35003030 |  |  |  |  | RBS 6101 | 4 | module1: PSU AC01 - 1800; module2: PSU AC01 - 1800; module3: PSU AC01 - 1800; module4: PSU AC03 - 2500 | 7900 | OpZs(Acide) | Classic | 2V | 1080Ah | 1080Ah | 24 | 26 | Bonne | FALSE | [10 empty] | TRUE | Conforme
SNDK0736 | DK1584 | DK_RUF_SIPRES | Silver | 2:45 | 9900 | 14.73956 | -17.28669 | DAKAR | TRUE | Bi-Monthly | Rufisque_Bargny | Rufisque_Bargny | Ahmet Diene Hann |  | Mamadou leye Dembele |  | Baidy Sall | Papa Ngor Ndao | Dakar | FALSE | [12 empty] | Senelec | RUT956 | Online | FALSE | FALSE | Rooftop | Outdoor | Self Support Tower | 12 | 0 | FALSE | 1 | Free | 0 | 35017805 |  |  |  |  | RBS 6101 | 3 | module1: PSU AC03 - 2500; module2: PSU AC03 - 2500; module3: PSU AC03 - 2500 | 7500 | Lithium | Leoch 48V-TB | 48V | 100Ah | 300Ah | 3 | 27 | Bonne | FALSE | [10 empty] | TRUE | Conforme
SNDK0594 | DK1585 | DK_CITE_SOCABEG | Silver | 2:45 | 9900 | 14.74646 | -17.35709 | DAKAR | TRUE | Bi-Monthly | Thiaroye _ Pikine _ Mbao | Thiaroye _ Pikine _ Mbao | Modou Gueye Diouf |  | Abdoulaye Ndiaye |  | Baidy Sall | Papa Ngor Ndao | Dakar | FALSE | [12 empty] | Senelec | RUT956 | Online | FALSE | FALSE | Rooftop | Outdoor | Self Support Tower | 9 | 5 | FALSE | 1 | Free | 0 | 35000305 | BACO | BACO ND 30-60 | 60 | 63 | RBS 6101 | 4 | module1: PSU AC03 - 2500; module2: PSU AC03 - 2500; module3: PSU AC03 - 2500; module4: PSU AC03 - 2500 | 10000 | OpZs(Acide) | Classic | 2V | 1080Ah | 1080Ah | 24 | 36 | Bonne | FALSE | [10 empty] | TRUE | Conforme
SNDK0737 | DK1595 | DK_KR_MASAR_U13 | Silver | 2:45 | 9900 | 14.77151 | -17.3285 | DAKAR | TRUE | Bi-Monthly | Keur Massar _ Bambilor | Keur Massar _ Bambilor | Ibrahima Konate |  | Oumar Ndiaye |  | Baidy Sall | Papa Ngor Ndao | Dakar | FALSE | [12 empty] | Senelec | RUT956 | Online | FALSE | FALSE | Rooftop | Outdoor | Self Support Tower | 9 | 0 | FALSE | 1 | Free | 0 | 30005270 |  |  |  |  | RBS 6101 | 3 | module1: PSU AC03 - 2500; module2: PSU AC03 - 2500; module3: PSU AC03 - 2500 | 7500 | Lithium | Leoch 48V-TB | 48V | 100Ah | 400Ah | 4 | 13 | Bonne | FALSE | [10 empty] | TRUE | Conforme
SNDK0280 | DK1599 | DK_FASS_GRAND_MBAO | Silver | 2:45 | 9900 | 14.7295 | -17.32388 | DAKAR | TRUE | Bi-Monthly | Thiaroye _ Pikine _ Mbao | Thiaroye _ Pikine _ Mbao | Modou Gueye Diouf |  | Abdoulaye Ndiaye |  | Baidy Sall | Papa Ngor Ndao | Dakar | FALSE | [12 empty] | Senelec | RUT956 | Online | FALSE | FALSE | Greenfield | Outdoor | Self Support Tower | 25 | 0 | FALSE | 1 | Free | 0 | 35012511 |  |  |  |  | RBS 6101 | 3 | module1: PSU AC01 - 1800; module2: PSU AC03 - 2500; module3: PSU AC03 - 2500 | 6800 | Lithium | Leoch 48V-TB | 48V | 100Ah | 400Ah | 4 | 25 | Bonne | FALSE | [10 empty] | TRUE | Conforme
SNDK0880 | DK1608 | DK_SANGALKAM_APIX | Silver | 2:45 | 9900 | 14.803529 | -17.290442 | DAKAR | TRUE | Bi-Monthly | Keur Massar _ Bambilor | Keur Massar _ Bambilor | Ibrahima Konate |  | Oumar Ndiaye |  | Baidy Sall | Papa Ngor Ndao | Dakar | FALSE | [12 empty] | Senelec | RUT956 | Online | FALSE | FALSE | Rooftop | Outdoor | Self Support Tower | 12 | 2 | FALSE | 1 | Free | 0 | 30017093 |  |  |  |  | Delta Rev12 | 4 | module1: DPR 3000B-48; module2: DPR 3000B-48; module3: DPR 3000B-48; module4: DPR 3000B-48 | 12000 | OpZs(Acide) | Classic | 2V | 1080Ah | 1080Ah | 24 | 19 | Bonne | FALSE | [10 empty] | TRUE | Conforme
SNDK0719 | DK1617 | DK_LAC_ROSE_NORD | Silver | 2:45 | 9900 | 14.822447 | -17.207896 | DAKAR | TRUE | Bi-Monthly | Keur Massar _ Bambilor | Keur Massar _ Bambilor | Ibrahima Konate |  | Oumar Ndiaye |  | Baidy Sall | Papa Ngor Ndao | Dakar | FALSE | [12 empty] | Senelec | Pas de RMS | Pas de RMS | FALSE | FALSE | Greenfield | Outdoor | Self Support Tower | 35 | 0 | FALSE | 1 | Free | 0 | 35007174 |  |  |  |  | Enclosure 6130 | 4 | module1: MR 3000B-48; module2: MR 3000B-48; module3: MR 3000B-48; module4: MR 3000B-48; module9: 12000 | 12000 | OpZs(Acide) | Classic | 2V | 1080Ah | 1080Ah | 24 | 34 | Bonne | FALSE | [10 empty] | TRUE | Conforme
SNDK0425 | DK1618 | DK_GOROM | Silver | 2:45 | 9900 | 14.815749 | -17.159694 | DAKAR | TRUE | Bi-Monthly | Keur Massar _ Bambilor | Keur Massar _ Bambilor | Ibrahima Konate |  | Oumar Ndiaye |  | Baidy Sall | Papa Ngor Ndao | Dakar | FALSE | [12 empty] | Senelec | RUT956 | Online | FALSE | FALSE | Greenfield | Outdoor | Self Support Tower | 35 | 1 | FALSE | 1 | Free | 0 | 30014260 |  |  |  |  | Delta Rev12 | 4 | module1: DPR 3000B-48; module2: DPR 3000B-48; module3: DPR 3000B-48; module4: DPR 3000B-48 | 12000 | OpZs(Acide) | Classic | 2V | 1080Ah | 1080Ah | 24 | 34 | Bonne | FALSE | [10 empty] | TRUE | Conforme
SNDK0111 | DK1640 | DK_SICAP_DEMBA_DIOP | Silver | 2:45 | 9900 | 14.70234 | -17.46411 | DAKAR | TRUE | Bi-Monthly | Dakar Ouest | Dakar Ouest | El Hadji Koymine Diané |  | Ahmadou Bamba Seck |  | Mbaye Ndour | Papa Ngor Ndao | Dakar | FALSE | [12 empty] | Senelec | RUT956 | Online | FALSE | FALSE | Rooftop | Outdoor | Self Support Tower | 9 | 0 | FALSE | 1 | Free | 0 | 35010114 |  |  |  |  | Enclosure 6130 | 4 | module1: MR 3000B-48; module2: MR 3000B-48; module3: MR 3000B-48; module4: MR 3000B-48; module9: 12000 | 12000 | OpZs(Acide) | Eternity | 2V | 1070Ah | 1070Ah | 24 | 28 | A tester | FALSE | [10 empty] | TRUE | Conforme
SNDK0708 | DK1641 | DK_ENEA | Silver | 2:45 | 9900 | 14.706407 | -17.483025 | DAKAR | TRUE | Bi-Monthly | Ouakam _ Mermoz _ Yoff | Ouakam _ Mermoz _ Yoff | Ibrahima Faye |  | Narciss Manga |  | Mbaye Ndour | Papa Ngor Ndao | Dakar | FALSE | [12 empty] | Senelec | RUT956 | Online | FALSE | FALSE | Rooftop | Outdoor | Self Support Tower | 9 | 1 | FALSE | 1 | Free | 0 | 35000371 |  |  |  |  | Enclosure 6130 | 4 | module1: MR 3000B-48; module2: MR 3000B-48; module3: MR 3000B-48; module4: MR 3000B-48; module9: 12000 | 12000 | OpZs(Acide) | Classic | 2V | 1080Ah | 1080Ah | 24 | 25 | Bonne | FALSE | [10 empty] | TRUE | Non Conforme
SNDK0561 | DK1652 | DK_FANN_POINT_EAMITIÉ | Silver | 2:45 | 9900 | 14.68942 | -17.461301 | DAKAR | TRUE | Bi-Monthly | Dakar Ouest | Dakar Ouest | El Hadji Koymine Diané |  | Ahmadou Bamba Seck |  | Mbaye Ndour | Papa Ngor Ndao | Dakar | FALSE | [12 empty] | Senelec | RUT956 | Online | FALSE | FALSE | Rooftop | Outdoor | Self Support Tower | 9 | 0 | FALSE | 1 | Free | 0 | 35009548 |  |  |  |  | Enclosure 6130 | 4 | module1: MR 3000B-48; module2: MR 3000B-48; module3: MR 3000B-48; module4: MR 3000B-48; module9: 12000 | 12000 | OpZs(Acide) | Eternity | 2V | 1070Ah | 1070Ah | 24 | 41 | A tester | FALSE | [10 empty] | TRUE | Conforme
SNDK0258 | DK1658 | DK_NIARRI_TALLI_COOPE | Silver | 2:45 | 9900 | 14.7097283 | -17.4494591 | DAKAR | TRUE | Bi-Monthly | Castors _ HLM _ Maristes | Castors _ HLM _ Maristes | Papa Ababacar Nguer |  | Ombouele Embongo FranK |  | Ahmadou Bamba Ndiaye | Papa Ngor Ndao | Dakar | FALSE | [12 empty] | Senelec | RUT956 | Online | FALSE | FALSE | Rooftop | Outdoor | Self Support Tower | 9 | 0 | FALSE | 1 | Free | 0 | 51394 |  |  |  |  | Enclosure 6130 | 4 | module1: MR 3000B-48; module2: MR 3000B-48; module3: MR 3000B-48; module4: MR 3000B-48; module9: 12000 | 12000 | OpZs(Acide) | Classic | 2V | 1080Ah | 1080Ah | 24 | 66 | Bonne | FALSE | [10 empty] | TRUE | Conforme
SNDK0696 | DK1674 | DK_OUAKAM_BATRAIN | Silver | 2:45 | 9900 | 14.717981 | -17.4767144 | DAKAR | TRUE | Bi-Monthly | Ouakam _ Mermoz _ Yoff | Ouakam _ Mermoz _ Yoff | Ibrahima Faye |  | Narciss Manga |  | Mbaye Ndour | Papa Ngor Ndao | Dakar | FALSE | [12 empty] | Senelec | RUT956 | Online | FALSE | FALSE | Rooftop | Outdoor | Self Support Tower | 12 | 0 | FALSE | 1 | Free | 0 | 35011481 |  |  |  |  | RBS 6101 | 4 | module1: PSU AC01 - 1800; module2: PSU AC01 - 1800; module3: PSU AC01 - 1800; module4: PSU AC01 - 1800 | 7200 | OpZs(Acide) | Classic | 2V | 1080Ah | 1080Ah | 24 | 21 | Bonne | FALSE | [10 empty] | TRUE | Non Conforme
SNDK0263 | DK1677 | DK_NORD_FOIRE2 | Silver | 2:45 | 9900 | 14.755544 | -17.456325 | DAKAR | TRUE | Bi-Monthly | Ouakam _ Mermoz _ Yoff | Ouakam _ Mermoz _ Yoff | Ibrahima Faye |  | Narciss Manga |  | Mbaye Ndour | Papa Ngor Ndao | Dakar | FALSE | [12 empty] | Senelec | RUT956 | Online | FALSE | FALSE | Rooftop | Outdoor | Self Support Tower | 12 | 0 | FALSE | 1 | Free | 0 | 35006594 |  |  |  |  | Enclosure 6130 | 4 | module1: MR 3000B-48; module2: MR 3000B-48; module3: MR 3000B-48; module4: MR 3000B-48; module9: 12000 | 12000 | OpZs(Acide) | Classic | 2V | 1080Ah | 1080Ah | 24 | 18 | Bonne | FALSE | [10 empty] | TRUE | Conforme
SNDK1023 | DK1684 | DK_TOUBA_ALMADIES | Silver | 2:45 | 9900 | 14.736527 | -17.4916868 | DAKAR | TRUE | Bi-Monthly | Ouakam _ Mermoz _ Yoff | Ouakam _ Mermoz _ Yoff | Ibrahima Faye |  | Narciss Manga |  | Mbaye Ndour | Papa Ngor Ndao | Dakar | FALSE | [12 empty] | Senelec | Pas de RMS | Pas de RMS | FALSE | FALSE | Rooftop | Outdoor | Self Support Tower | 12 | 1 | FALSE | 1 | Free | 0 | 35016891 |  |  |  |  | Delta Rev12 | 4 | module1: DPR 3000B-48; module2: DPR 3000B-48; module3: DPR 3000B-48; module4: DPR 3000B-48 | 12000 | OpZs(Acide) | Classic | 2V | 1080Ah | 1080Ah | 24 | 21 | Bonne | FALSE | [10 empty] | TRUE | Conforme
SNDK0726 | DK1720 | DK_PA_GARAGE_MALI | Silver | 2:45 | 9900 | 14.75093 | -17.45129 | DAKAR | TRUE | Bi-Monthly | Ouakam _ Mermoz _ Yoff | Ouakam _ Mermoz _ Yoff | Ibrahima Faye |  | Narciss Manga |  | Mbaye Ndour | Papa Ngor Ndao | Dakar | FALSE | [12 empty] | Senelec | RUT956 | Online | FALSE | FALSE | Rooftop | Outdoor | Monopole | 6 | 0 | FALSE | 1 | Free | 0 | 35012691 |  |  |  |  | Enclosure 6130 | 4 | module1: MR 3000B-48; module2: MR 3000B-48; module3: MR 3000B-48; module4: MR 3000B-48; module9: 12000 | 12000 | OpZs(Acide) | Classic | 2V | 1080Ah | 1080Ah | 24 | 20 | Bonne | FALSE | [10 empty] | TRUE | Non Conforme
SNDK0852 | DK1723 | DK_SIEGE_CMS_VDN | Silver | 2:45 | 9900 | 14.7139 | -17.47062 | DAKAR | TRUE | Bi-Monthly | Ouakam _ Mermoz _ Yoff | Ouakam _ Mermoz _ Yoff | Ibrahima Faye |  | Narciss Manga |  | Mbaye Ndour | Papa Ngor Ndao | Dakar | FALSE | [12 empty] | Senelec | Pas de RMS | Pas de RMS | FALSE | FALSE | Rooftop | Outdoor | Self Support Tower | 9 | 0 | FALSE | 1 | Free | 0 | 30018682 |  |  |  |  | Enclosure 6130 | 4 | module1: MR 3000B-48; module2: MR 3000B-48; module3: MR 3000B-48; module4: MR 3000B-48; module9: 12000 | 12000 | OpZs(Acide) | Classic | 2V | 1080Ah | 1080Ah | 24 | 16 | Bonne | FALSE | [10 empty] | TRUE | Conforme
SNDK0884 | DK1725 | DK_GUEDIA_GOUNASS | Silver | 2:45 | 9900 | 14.76973 | -17.38315 | DAKAR | TRUE | Bi-Monthly | Parcelles_Guediawaye | Parcelles_Guediawaye | Daouda Ndiaye |  | Moussa Ndiaye |  | Ahmadou Bamba Ndiaye | Papa Ngor Ndao | Dakar | FALSE | [12 empty] | Senelec | RUT956 | Online | FALSE | FALSE | Rooftop | Outdoor | Self Support Tower | 9 | 0 | FALSE | 1 | Free | 0 | 35005301 |  |  |  |  | Delta Rev12 | 4 | module1: DPR 3000B-48; module2: DPR 3000B-48; module3: DPR 3000B-48; module4: DPR 3000B-48 | 12000 | OpZs(Acide) | Classic | 2V | 1080Ah | 1080Ah | 24 | 22 | Bonne | FALSE | [10 empty] | TRUE | Conforme
SNDK1630 | DK1806 | DK_MARCHE_COLOBANE | Silver | 2:45 | 9900 | 14.69631 | -17.44356 | DAKAR | TRUE | Bi-Monthly | Dakar Ouest | Dakar Ouest | El Hadji Koymine Diané |  | Ahmadou Bamba Seck |  | Mbaye Ndour | Papa Ngor Ndao | Dakar | FALSE | [12 empty] | Senelec | RUT956 | Online | FALSE | FALSE | Rooftop | Outdoor | Self Support Tower | 12 | 0 | FALSE | 1 | Free | 0 | 35015922 |  |  |  |  | Enclosure 6130 | 4 | module1: MR 3000B-48; module2: MR 3000B-48; module3: MR 3000B-48; module4: MR 3000B-48; module9: 12000 | 12000 | OpZs(Acide) | Eternity | 2V | 1070Ah | 1070Ah | 24 | 29 | A tester | FALSE | [10 empty] | TRUE | Conforme
SNDK1240 | DK1807 | DK_COMICO4_YEUMBEUL | Silver | 2:45 | 9900 | 14.774741 | -17.341333 | DAKAR | TRUE | Bi-Monthly | Thiaroye _ Pikine _ Mbao | Thiaroye _ Pikine _ Mbao | Modou Gueye Diouf |  | Abdoulaye Ndiaye |  | Baidy Sall | Papa Ngor Ndao | Dakar | FALSE | [12 empty] | Senelec | RUT956 | Online | FALSE | FALSE | Rooftop | Outdoor | Self Support Tower | 12 | 0 | FALSE | 1 | Free | 0 | 35011945 |  |  |  |  | Enclosure 6130 | 4 | module1: MR 3000B-48; module2: MR 3000B-48; module3: MR 3000B-48; module4: MR 3000B-48; module9: 12000 | 12000 | OpZs(Acide) | Eternity | 2V | 1070Ah | 1070Ah | 24 | 31 | Bonne | FALSE | [10 empty] | TRUE | Conforme
SNDK1382 | DK1849 | DK_Diamalaye_Virage | Silver | 2:45 | 9900 | 14.762009 | -17.451495 | DAKAR | TRUE | Bi-Monthly | Ouakam _ Mermoz _ Yoff | Ouakam _ Mermoz _ Yoff | Ibrahima Faye |  | Narciss Manga |  | Mbaye Ndour | Papa Ngor Ndao | Dakar | FALSE | [12 empty] | Senelec | RUT955 | Online | FALSE | FALSE | Rooftop | Outdoor | Self Support Tower | 10 | 0 | FALSE | 1 | Free | 0 | 35016992 |  |  |  |  | Delta Rev12 | 4 | module1: DPR 3000B-48; module2: DPR 3000B-48; module3: DPR 3000B-48; module4: DPR 3000B-48 | 12000 | Lithium | Leoch 48V-TB | 48V | 100Ah | 400Ah | 4 | 25 | Bonne | FALSE | [10 empty] | TRUE | Conforme
SNDK1622 | DK1907 | DK_Zack Mbao | Silver | 2:45 | 9900 | 14.742163 | -17.2924 | DAKAR | TRUE | Bi-Monthly | Rufisque_Bargny | Rufisque_Bargny | Ahmet Diene Hann |  | Mamadou leye Dembele |  | Baidy Sall | Papa Ngor Ndao | Dakar | FALSE | [12 empty] | Senelec | RUT955 | Online | FALSE | FALSE | Rooftop | Outdoor | Self Support Tower | 12 | 0 | FALSE | 1 | Free | 0 | 35016137 | Porte Fusible | F - 22x58 | 63 |  | Delta Rev12 | 3 | module1: DPR 3000B-48; module2: DPR 3000B-48; module3: DPR 3000B-48 | 9000 | Lithium | Leoch 48V-TB | 48V | 100Ah | 300Ah | 3 | 19 | Bonne | FALSE | [10 empty] | TRUE | Conforme
SNLG0495 | DL2966 | DL_TOUBA_BELEL | Silver | 2:45 | 9900 | 15.04908 | -15.85708 | LOUGA | TRUE | Bi-Monthly | PM_Darou_Mousty | Mixte_Darou_Mousty | Saidou Ba |  | Talibouya Fall |  | Bab Khory Ngom | Mame Bourama Diatta | Région | FALSE | [12 empty] | Senelec | RUT955 | Offline | FALSE | FALSE | Greenfield | Outdoor | Guyed Mast | 60 | 7 | FALSE | 1 | Free | 0 | 30044068 |  |  |  |  | Delta Rev12 | 4 | module1: DPR 3000B-48; module2: DPR 3000B-48; module3: DPR 3000B-48; module4: DPR 3000B-48 | 12000 | Lithium | Leoch 48V-TB | 48V | 100Ah | 500Ah | 5 | 29 | Bonne | FALSE | [10 empty] | TRUE | Conforme
SNLG0016 | DL2993 | DL_DAROU_MOUSTY_MARCHE | Silver | 2:45 | 9900 | 15.04239 | -16.04039 | LOUGA | TRUE | Bi-Monthly | PM_Darou_Mousty | Mixte_Darou_Mousty | Saidou Ba |  | Talibouya Fall |  | Bab Khory Ngom | Mame Bourama Diatta | Région | FALSE | [12 empty] | Senelec | RUT956 | Online | FALSE | FALSE | Rooftop | Outdoor | Self Support Tower | 12 | 0 | FALSE | 1 | Free | 0 | 350017378 |  |  |  |  | Delta Rev12 | 4 | module1: DPR 3000B-48; module2: DPR 3000B-48; module3: DPR 3000B-48; module4: DPR 3000B-48 | 12000 | OpZs(Acide) | Classic | 2V | 1080Ah | 1080Ah | 24 | 23 | Bonne | FALSE | [10 empty] | TRUE | Conforme
SNLG0995 | LG2507 | LG_LOUGA2 | Silver | 2:45 | 9900 | 15.61881 | -16.24386 | LOUGA | TRUE | Bi-Monthly | PM_LG&Tiv | CM_Louga | Ibrahima Ndiaye | Ousmane Beye | Ibrahima Dieye | Ibrahima Thiam | Bab Khory Ngom | Mame Bourama Diatta | Région | FALSE | [12 empty] | Senelec | RUT956 | Online | FALSE | FALSE | Greenfield | Indoor | Guyed Mast | 60 | 98 | FALSE | 1 | Free | 0 | 35017068 |  |  |  |  | Delta Rev10 | 4 | module1: DPR 2900B-48; module2: DPR 2900B-48; module3: DPR 2900B-48; module4: DPR 2900B-48 | 11600 | Lithium | Leoch 48V-TB | 48V | 100Ah | 900Ah | 9 | 141 | Bonne | FALSE | [10 empty] | TRUE | Conforme
SNLG0200 | LG2522 | LG_LOUGA5 | Silver | 2:45 | 9900 | 15.62722 | -16.22936 | LOUGA | TRUE | Bi-Monthly | PM_LG&Tiv | CM_Louga | Ibrahima Ndiaye | Ousmane Beye | Ibrahima Dieye | Ibrahima Thiam | Bab Khory Ngom | Mame Bourama Diatta | Région | FALSE | [12 empty] | Senelec | RUT956 | Online | FALSE | FALSE | Rooftop | Outdoor | Self Support Tower | 9 | 1 | FALSE | 1 | Free | 0 | 30030178 |  |  |  |  | Delta Rev12 | 3 | module1: DPR 3000B-48; module2: DPR 3000B-48; module3: DPR 3000B-48 | 9000 | OpZs(Acide) | Classic | 2V | 1080Ah | 1080Ah | 24 | 59 | Bonne | FALSE | [10 empty] | TRUE | Conforme
SNLG0060 | LG2533 | LG_MBEULEUKHE | Silver | 3:30 | 12600 | 15.64994 | -15.35197 | LINGUERE | TRUE | Bi-Monthly | PM_Dahra | Mixte_Dahra | Papa Ahmadou Mactar Seye |  | Cheick Thiam |  | Bab Khory Ngom | Mame Bourama Diatta | Région | FALSE | [12 empty] | Senelec | Pas de RMS | Pas de RMS | FALSE | FALSE | Greenfield | Outdoor | Guyed Mast | 60 | 1 | FALSE | 1 | Free | 0 | 36005016 |  |  |  |  | Delta Rev12 | 4 | module1: DPR 3000B-48; module2: DPR 3000B-48; module3: DPR 3000B-48; module4: DPR 3000B-48 | 12000 | Lithium | Leoch 48V-TB | 48V | 100Ah | 300Ah | 3 | 17 | Bonne | FALSE | [10 empty] | TRUE | Conforme
SNLG0366 | LG2581 | LG_NGEYE_DELI | Silver | 2:45 | 9900 | 15.5968059 | -16.2199563 | LOUGA | TRUE | Bi-Monthly | PM_LG&Tiv | CM_Louga | Ibrahima Ndiaye | Ousmane Beye | Ibrahima Dieye | Ibrahima Thiam | Bab Khory Ngom | Mame Bourama Diatta | Région | FALSE | [12 empty] | Senelec | Pas de RMS | Pas de RMS | FALSE | FALSE | Rooftop | Outdoor | Self Support Tower | 12 | 0 | FALSE | 1 | Free | 0 | 3002259 |  |  |  |  | Enclosure 6130 | 4 | module1: MR 3000B-48; module2: MR 3000B-48; module3: MR 3000B-48; module4: MR 3000B-48; module9: 12000 | 12000 | OpZs(Acide) | Classic | 2V | 1080Ah | 1080Ah | 24 | 23 | Bonne | FALSE | [10 empty] | TRUE | Conforme
SNLG0452 | LG2588 | LG_KAWSARA | Silver | 2:45 | 9900 | 15.6098671 | -16.2381943 | LOUGA | TRUE | Bi-Monthly | PM_LG&Tiv | CM_Louga | Ibrahima Ndiaye | Ousmane Beye | Ibrahima Dieye | Ibrahima Thiam | Bab Khory Ngom | Mame Bourama Diatta | Région | FALSE | [12 empty] | Senelec | RUT956 | Online | FALSE | FALSE | Rooftop | Outdoor | Self Support Tower | 9 | 0 | FALSE | 1 | Free | 0 | 30022254 |  |  |  |  | Enclosure 6130 | 4 | module1: MR 3000B-48; module2: MR 3000B-48; module3: MR 3000B-48; module4: MR 3000B-48; module9: 12000 | 12000 | OpZs(Acide) | Classic | 2V | 1080Ah | 1080Ah | 24 | 34 | Bonne | FALSE | [10 empty] | TRUE | Conforme
SNMT0992 | MT3790 | MT_LIDOUBE | Silver | 3:30 | 12600 | 16.00529 | -13.69057 | MATAM | TRUE | Bi-Monthly | PM_Ourossogui | CM_Ourossogui | Ahmadou Bamba Diallo | Ibrahima GUEYE | Amadou Corop Mballo |  | Alioune Ibn Abi Talib Ndoye | Mame Bourama Diatta | Région | FALSE | [12 empty] | Senelec | Pas de RMS | Pas de RMS | FALSE | FALSE | Greenfield | Outdoor | Self Support Tower | 35 | 0 | FALSE | 1 | Free | 0 | 35014094 |  |  |  |  | Delta Rev12 | 4 | module1: DPR 3000B-48; module2: DPR 3000B-48; module3: DPR 3000B-48; module4: DPR 3000B-48 | 12000 | OpZs(Acide) | Classic | 2V | 1990Ah | 1990Ah | 24 | 23 | Bonne | FALSE | [10 empty] | TRUE | Conforme
SNSL0968 | SL3421 | SL_NDAR_TOUTE | Silver | 2:45 | 9900 | 16.04474 | -16.5071 | SAINT LOUIS | TRUE | Bi-Monthly | PM_SL-Dagana-Dioum | CM_St-Louis | Babacar Moussa Gaye | Simon Waly Diouf | Ababacar Moussa Niang |  | Alioune Ibn Abi Talib Ndoye | Mame Bourama Diatta | Région | FALSE | [12 empty] | Senelec | Pas de RMS | Pas de RMS | FALSE | FALSE | Rooftop | Outdoor | Guyed Mast | 9 | 0 | FALSE | 1 | Free | 0 | 35003657 |  |  |  |  | RBS 6101 | 3 | module1: PSU AC03 - 2500; module2: PSU AC03 - 2500; module3: PSU AC03 - 2500 | 7500 | OpZs(Acide) | EcoSafe | 2V | 800Ah | 800Ah | 24 | 39 | A tester | FALSE | [10 empty] | TRUE | Conforme
SNSL0363 | SL3466 | SL_KHAR_YALLA | Silver | 2:45 | 9900 | 15.9887 | -16.4904 | SAINT LOUIS | TRUE | Bi-Monthly | PM_SL-Dagana-Dioum | CM_St-Louis | Babacar Moussa Gaye | Simon Waly Diouf | Ababacar Moussa Niang |  | Alioune Ibn Abi Talib Ndoye | Mame Bourama Diatta | Région | FALSE | [12 empty] | Senelec | Pas de RMS | Pas de RMS | FALSE | FALSE | Rooftop | Outdoor | Self Support Tower | 12 | 0 | FALSE | 1 | Free | 0 | 35003813 |  |  |  |  | Delta Rev12 | 3 | module1: DPR 3000B-48; module2: DPR 3000B-48; module3: DPR 3000B-48 | 9000 | Lithium | Leoch 48V-TB | 48V | 100Ah | 400Ah | 4 | 37 | Bonne | FALSE | [10 empty] | TRUE | Conforme
SNSL1142 | SL3467 | SL_PIK_TABLEAU_WALO | Silver | 2:45 | 9900 | 16.0001 | -16.4909 | SAINT LOUIS | TRUE | Bi-Monthly | PM_SL-Dagana-Dioum | CM_St-Louis | Babacar Moussa Gaye | Simon Waly Diouf | Ababacar Moussa Niang |  | Alioune Ibn Abi Talib Ndoye | Mame Bourama Diatta | Région | FALSE | [12 empty] | Senelec | RUT955 | Online | FALSE | FALSE | Rooftop | Outdoor | Self Support Tower | 9 | 0 | FALSE | 1 | Free | 0 | 35008028 |  |  |  |  | Delta Rev10 | 5 | module1: DPR 2900B-48; module2: DPR 2900B-48; module3: DPR 2900B-48; module4: DPR 2900B-48; module5: DPR 2900B-48 | 14500 | Lithium | Leoch 48V-TB | 48V | 100Ah | 400Ah | 4 | 47 | Bonne | FALSE | [10 empty] | TRUE | Conforme
SNSL0805 | SL3468 | SL_LEONA2 | Silver | 2:45 | 9900 | 16.0147 | -16.4948 | SAINT LOUIS | TRUE | Bi-Monthly | PM_SL-Dagana-Dioum | CM_St-Louis | Babacar Moussa Gaye | Simon Waly Diouf | Ababacar Moussa Niang |  | Alioune Ibn Abi Talib Ndoye | Mame Bourama Diatta | Région | FALSE | [12 empty] | Senelec | Pas de RMS | Pas de RMS | FALSE | FALSE | Rooftop | Outdoor | Self Support Tower | 12 | 0 | FALSE | 1 | Free | 0 | 35003817 |  |  |  |  | RBS 6102 | 4 | module1: PSU AC03 - 2500; module2: PSU AC01 - 1800; module3: PSU AC03 - 2500; module4: PSU AC03 - 2500 | 9300 | Lithium | Leoch 48V-TB | 48V | 100Ah | 400Ah | 4 | 21 | Bonne | FALSE | [10 empty] | TRUE | Conforme
SNSL0459 | SL3483 | SL_NDIEBENE_WOLOF | Silver | 2:45 | 9900 | 15.988803 | -16.442278 | SAINT LOUIS | TRUE | Bi-Monthly | PM_SL-Dagana-Dioum | CM_St-Louis | Babacar Moussa Gaye | Simon Waly Diouf | Ababacar Moussa Niang |  | Alioune Ibn Abi Talib Ndoye | Mame Bourama Diatta | Région | FALSE | [12 empty] | Senelec | Pas de RMS | Pas de RMS | FALSE | FALSE | Greenfield | Outdoor | Self Support Tower | 35 | 0 | FALSE | 1 | Free | 0 | 35002257 |  |  |  |  | Enclosure 6130 | 4 | module1: MR 3000B-48; module2: MR 3000B-48; module3: MR 3000B-48; module4: MR 3000B-48; module9: 12000 | 12000 | OpZs(Acide) | Classic | 2V | 1990Ah | 1990Ah | 24 | 29 | Bonne | FALSE | [10 empty] | TRUE | Conforme
SNSL0364 | SL3517 | SL_SUD_DE_LILE | Silver | 2:45 | 9900 | 16.02137 | -16.5056 | SAINT LOUIS | TRUE | Bi-Monthly | PM_SL-Dagana-Dioum | CM_St-Louis | Babacar Moussa Gaye | Simon Waly Diouf | Ababacar Moussa Niang |  | Alioune Ibn Abi Talib Ndoye | Mame Bourama Diatta | Région | FALSE | [12 empty] | Senelec | Pas de RMS | Pas de RMS | FALSE | FALSE | Rooftop | Outdoor | Self Support Tower | 12 | 0 | FALSE | 1 | Free | 0 | 35001268 |  |  |  |  | Delta Rev12 | 3 | module1: DPR 3000B-48; module2: DPR 3000B-48; module3: DPR 3000B-48 | 9000 | Lithium | Leoch 48V-TB | 48V | 100Ah | 600Ah | 6 | 36 | Bonne | FALSE | [10 empty] | TRUE | Conforme
SNTH0359 | TH2030 | TH_MERINA_DAKHAR | Silver | 2:45 | 9900 | 15.10333 | -16.55084 | THIES | TRUE | Bi-Monthly | PM_LG&Tiv | CM_Tivaouane | Ibrahima Ndiaye | Ousmane Beye | El Hadj Mbar Faye | Ismaila Seck | Bab Khory Ngom | Mame Bourama Diatta | Région | FALSE | [12 empty] | Senelec | RUT956 | Online | FALSE | FALSE | Greenfield | Outdoor | Guyed Mast | 60 | 0 | FALSE | 1 | Free | 0 | 30030558 |  |  |  |  | RBS 6101 | 4 | module1: PSU AC01 - 1800; module2: PSU AC01 - 1800; module3: PSU AC01 - 1800; module4: PSU AC01 - 1800 | 7200 | Lithium | Leoch 48V-TB | 48V | 100Ah | 400Ah | 4 | 25 | Bonne | FALSE | [10 empty] | TRUE | Conforme
SNTH0177 | TH2155 | TH_DIOP_SAO | Silver | 2:45 | 9900 | 15.04455 | -16.95856 | THIES | TRUE | Bi-Monthly | PM_LG&Tiv | CM_Tivaouane | Ibrahima Ndiaye | Ousmane Beye | El Hadj Mbar Faye | Ismaila Seck | Bab Khory Ngom | Mame Bourama Diatta | Région | FALSE | [12 empty] | Senelec | RUT956 | Online | FALSE | FALSE | Greenfield | Outdoor | Self Support Tower | 45 | 1 | FALSE | 1 | Free | 0 | 35002168 |  |  |  |  | Enclosure 6130 | 3 | module1: MR 3000B-48; module2: MR 3000B-48; module3: MR 3000B-48; module9: 9000 | 9000 | OpZs(Acide) | Classic | 2V | 1080Ah | 1080Ah | 24 | 60 | Bonne | FALSE | [10 empty] | TRUE | Conforme
SNTH0183 | TH2170 | TH_PIRE_FAS | Silver | 2:45 | 9900 | 14.99194 | -16.6584 | THIES | TRUE | Bi-Monthly | PM_LG&Tiv | CM_Tivaouane | Ibrahima Ndiaye | Ousmane Beye | El Hadj Mbar Faye | Ismaila Seck | Bab Khory Ngom | Mame Bourama Diatta | Région | FALSE | [12 empty] | Senelec | RUT956 | Online | FALSE | FALSE | Greenfield | Outdoor | Self Support Tower | 45 | 0 | FALSE | 1 | Free | 0 | 35017146 |  |  |  |  | Enclosure 6130 | 3 | module1: MR 3000B-48; module2: MR 3000B-48; module3: MR 3000B-48; module9: 9000 | 9000 | OpZs(Acide) | Classic | 2V | 1080Ah | 1080Ah | 24 | 39 | Bonne | FALSE | [10 empty] | TRUE | Non Conforme
SNTH0596 | TH2254 | TH_FASS_BOYE | Silver | 2:45 | 9900 | 15.25928 | -16.8427 | THIES | TRUE | Bi-Monthly | PM_LG&Tiv | CM_Tivaouane | Ibrahima Ndiaye | Ousmane Beye | El Hadj Mbar Faye | Ismaila Seck | Bab Khory Ngom | Mame Bourama Diatta | Région | FALSE | [12 empty] | Senelec | RUT956 | Online | FALSE | FALSE | Greenfield | Outdoor | Self Support Tower | 45 | 1 | FALSE | 1 | Free | 0 | 30006619 |  |  |  |  | Delta Rev12 | 3 | module1: DPR 3000B-48; module2: DPR 3000B-48; module3: DPR 3000B-48 | 9000 | OpZs(Acide) | Classic | 2V | 1080Ah | 1080Ah | 24 | 27 | Bonne | FALSE | [10 empty] | TRUE | Non Conforme
SNTH0449 | TH2377 | TH_TIV_HLM | Silver | 2:45 | 9900 | 14.9519 | -16.823 | THIES | TRUE | Bi-Monthly | PM_LG&Tiv | CM_Tivaouane | Ibrahima Ndiaye | Ousmane Beye | El Hadj Mbar Faye | Ismaila Seck | Bab Khory Ngom | Mame Bourama Diatta | Région | FALSE | [12 empty] | Senelec | RUT956 | Online | FALSE | FALSE | Rooftop | Outdoor | Self Support Tower | 12 | 0 | FALSE | 1 | Free | 0 | 35011114 |  |  |  |  | Delta Rev12 | 4 | module1: DPR 3000B-48; module2: DPR 3000B-48; module3: DPR 3000B-48; module4: DPR 3000B-48 | 12000 | OpZs(Acide) | Classic | 2V | 1080Ah | 1080Ah | 24 | 55 | Bonne | FALSE | [10 empty] | TRUE | Conforme
SNDK0475 | DK1011 | DK_HANN_MARINAS | Platinum | 2:45 | 9900 | 14.7136 | -17.4333 | DAKAR | TRUE | Monthly | Castors _ HLM _ Maristes | Castors _ HLM _ Maristes | Papa Ababacar Nguer |  | Ombouele Embongo FranK |  | Ahmadou Bamba Ndiaye | Papa Ngor Ndao | Dakar | TRUE | Generator Logic | 909192G | 20Kva | Generator Logic 20kVA - Perkins | Perkins | GV51790U | DSE 7320 MKII | 1000 | 55Ah | ELH4267 | ELG5209 | 5543095 | Senelec - GE | RUT956 | Online | FALSE | FALSE | Greenfield | Outdoor | Self Support Tower | 25 | 5 | FALSE | 1 | Free | 0 | 35016005 |  |  |  |  | Delta Rev10 | 4 | module1: DPR 2900B-48; module2: DPR 2900B-48; module3: DPR 2900B-48; module4: DPR 2900B-48 | 11600 | Lithium | Leoch 48V-TB | 48V | 100Ah | 900Ah | 9 | 116 | Bonne | FALSE | [10 empty] | TRUE | Conforme
SNDK0290 | DK1371 | DK_KEUR_NDIAYE_LO (KOUNOUNE) | Gold | 2:45 | 9900 | 14.74417 | -17.24393 | DAKAR | TRUE | Monthly | Rufisque_Bargny | Rufisque_Bargny | Ahmet Diene Hann |  | Mamadou leye Dembele |  | Baidy Sall | Papa Ngor Ndao | Dakar | TRUE | Generator Logic | 9592-43 | 20Kva | Generator Logic 20kVA - Perkins | Perkins | 913377G | DSE 7320 MKII | 1000 | 55Ah | ELH4267 | ELG5209 | 5543095 | Senelec - GE | RUT955 | Online | FALSE | FALSE | Greenfield | Outdoor | Self Support Tower | 35 | 3 | FALSE | 1 | Free | 0 | 30004716 |  |  |  |  | Delta Rev10 | 5 | module1: DPR 2900B-48; module2: DPR 2900B-48; module3: DPR 2900B-48; module4: DPR 2900B-48; module5: DPR 2900B-48 | 14500 | Lithium | Leoch 48V-TB | 48V | 100Ah | 900Ah | 9 | 98 | Bonne | FALSE | [10 empty] | TRUE | Conforme
SNLG0199 | LG2502 | LG_KEBEMER | Gold | 2:45 | 9900 | 15.36469 | -16.45444 | LOUGA | TRUE | Monthly | PM_Darou_Mousty | CM_Tivaouane | Saidou Ba |  | El Hadj Mbar Faye |  | Bab Khory Ngom | Mame Bourama Diatta | Région | TRUE | Generator Logic | 9592-5 | 20Kva | Generator Logic 20kVA - Perkins | Perkins | 908806G | DSE 7320 MKII | 1000 | 100Ah | ELH4267 | ELG5209 | 5543095 | Senelec - GE | RUT955 | Online | FALSE | FALSE | Greenfield | Indoor | Guyed Mast | 60 | 5 | FALSE | 1 | Free | 0 | 30003880 |  |  |  |  | Delta Rev10 | 5 | module1: DPR 2900B-48; module2: DPR 2900B-48; module3: DPR 2900B-48; module4: DPR 2900B-48; module5: DPR 2900B-48 | 14500 | Lithium | Leoch 48V-TB | 48V | 100Ah | 600Ah | 6 | 47 | Bonne | FALSE | [10 empty] | TRUE | Conforme
SNSL0796 | SL3414 | SL_THILE_BOUBACAR | Platinum | 3:30 | 12600 | 16.51972 | -15.09139 | SAINT LOUIS | TRUE | Monthly | PM_SL-Dagana-Dioum | CM_Dagana | Babacar Moussa Gaye | Simon Waly Diouf | Alboury Ndong |  | Alioune Ibn Abi Talib Ndoye | Mame Bourama Diatta | Région | TRUE | Generator Logic | 9592-23 | 20Kva | Generator Logic 20kVA - Perkins | Perkins | 914492G | DSE 7320 MKII | 1000 | 100Ah | ELH4267 | ELG5209 | 5543095 | Senelec - GE | RUT955 | Offline | FALSE | FALSE | Greenfield | Outdoor | Guyed Mast | 60 | 22 | FALSE | 1 | Free | 0 | 30051242 |  |  |  |  | Delta Rev12 | 5 | module1: DPR 3000B-48; module2: DPR 3000B-48; module3: DPR 3000B-48; module4: DPR 3000B-48; module5: DPR 3000B-48 | 15000 | Lithium | Leoch 48V-TB | 48V | 100Ah | 900Ah | 9 | 30 | Bonne | FALSE | [10 empty] | TRUE | Conforme
SNSL1139 | SL3417 | SL_RAO | Gold | 2:45 | 9900 | 15.95919 | -16.44336 | SAINT LOUIS | TRUE | Monthly | PM_SL-Dagana-Dioum | CM_St-Louis | Babacar Moussa Gaye | Simon Waly Diouf | Ababacar Moussa Niang |  | Alioune Ibn Abi Talib Ndoye | Mame Bourama Diatta | Région | TRUE | Generator Logic | 9498-8 | 20Kva | Generator Logic 20kVA - Perkins | Perkins | 968467E | DSE 7320 MKII | 1000 | 75Ah | ELH4267 | ELG5209 | 5543095 | Senelec - GE | RUT955 | Online | FALSE | FALSE | Greenfield | Outdoor | Guyed Mast | 45 | 4 | FALSE | 1 | Free | 0 | 30029877 |  |  |  |  | Delta Rev10 | 5 | module1: DPR 2900B-48; module2: DPR 2900B-48; module3: DPR 2900B-48; module4: DPR 2900B-48; module5: DPR 2900B-48 | 14500 | Lithium | Leoch 48V-TB | 48V | 100Ah | 700Ah | 7 | 39 | Bonne | FALSE | [10 empty] | TRUE | Conforme
SNSL0803 | SL3428 | SL_DAGANA_LYCEE | Platinum | 3:30 | 12600 | 16.50585 | -15.50586 | SAINT LOUIS | TRUE | Monthly | PM_SL-Dagana-Dioum | CM_Dagana | Babacar Moussa Gaye | Simon Waly Diouf | Alboury Ndong |  | Alioune Ibn Abi Talib Ndoye | Mame Bourama Diatta | Région | TRUE | Generator Logic | 9592-39 | 20Kva | Generator Logic 20kVA - Perkins | Perkins | 912450G | DSE 7320 MKII | 1000 | 100Ah | ELH4267 | ELG5209 | 5543095 | Senelec - GE | RUT955 | Online | FALSE | FALSE | Greenfield | Outdoor | Guyed Mast | 60 | 28 | FALSE | 1 | Free | 0 | 35013780 |  |  |  |  | Delta Rev12 | 5 | module1: DPR 3000B-48; module2: DPR 3000B-48; module3: DPR 3000B-48; module4: DPR 3000B-48; module5: DPR 3000B-48 | 15000 | Lithium | Leoch 48V-TB | 48V | 100Ah | 900Ah | 9 | 35 | Bonne | FALSE | [10 empty] | TRUE | Conforme
SNSL0501 | SL3462 | SL_FANAYE | Platinum | 3:30 | 12600 | 16.525 | -15.22972 | SAINT LOUIS | TRUE | Monthly | PM_SL-Dagana-Dioum | CM_Dagana | Babacar Moussa Gaye | Simon Waly Diouf | Alboury Ndong |  | Alioune Ibn Abi Talib Ndoye | Mame Bourama Diatta | Région | TRUE | Generator Logic | BTP3-2L/4 | 20Kva | Generator Logic 20kVA - Perkins | Perkins | 0000097880 | DSE 7320 MKII | 1000 | 75Ah | ELH4267 | ELG5209 | 5543095 | Senelec - GE | RUT955 | Online | FALSE | FALSE | Greenfield | Outdoor | Guyed Mast | 45 | 24 | FALSE | 1 | Free | 0 | 14213399729 |  |  |  |  | Delta Rev12 | 5 | module1: DPR 3000B-48; module2: DPR 3000B-48; module3: DPR 3000B-48; module4: DPR 3000B-48; module5: DPR 3000B-48 | 15000 | Lithium | Leoch 48V-TB | 48V | 100Ah | 900Ah | 9 | 27 | Bonne | FALSE | [10 empty] | TRUE | Conforme
SNTH0807 | TH2184 | TH_BAYAKH_MBIDIENE4 | Silver | 2:45 | 9900 | 14.94098 | -17.05186 | THIES | TRUE | Monthly | PM_LG&Tiv | CM_Tivaouane | Ibrahima Ndiaye | Ousmane Beye | El Hadj Mbar Faye | Ismaila Seck | Bab Khory Ngom | Mame Bourama Diatta | Région | TRUE | Elcos | SO-01515-4 | 20Kva | Elcos 20kVA - Perkins | Perkins | U599600 H | DSE 7320 MKII | 1000 | 100Ah | ELH4267 | ELG5209 | 5543095 | Senelec - GE | RUT955 | Offline | FALSE | FALSE | Greenfield | Outdoor | Self Support Tower | 35 | 0 | FALSE | 2 | Free - Orange | 0 | 35002868 |  |  |  |  | Delta Rev10 | 6 | DPR 2900B-48 | DPR 2900B-48 | DPR 2900B-48 | DPR 2900B-48 | DPR 2900B-48 | DPR 2900B-48 |  |  |  | 17400 | Lithium | Leoch 48V-TB | 48V | 100Ah | 1200Ah | 12 | 156 | Bonne | FALSE | [10 empty] | TRUE | Conforme
SNTH1625 | TH2488 | TH_CORIDOR_MEKHE | Silver | 2:45 | 9900 | 15.197711 | -16.683133 | THIES | TRUE | Monthly | PM_LG&Tiv | CM_Tivaouane | Ibrahima Ndiaye | Ousmane Beye | El Hadj Mbar Faye | Ismaila Seck | Bab Khory Ngom | Mame Bourama Diatta | Région | TRUE | Generator Logic | 9592-3 | 20Kva | Generator Logic 20kVA - Perkins | Perkins | 909191G | DSE 7320 MKII | 1000 | 75Ah | ELH4267 | ELG5209 | 5543095 | GE | RUT955 | Online | FALSE | FALSE | Greenfield | Outdoor | Self Support Tower | 60 | 0 | FALSE | 1 | Free | 0 | Pas de compteur |  |  |  |  | Delta Rev10 | 3 | module1: DPR 2900B-48; module2: DPR 2900B-48; module3: DPR 2900B-48 | 8700 | Lithium | Leoch 48V-TB | 48V | 100Ah | 400Ah | 4 | 30 | Bonne | FALSE | [10 empty] | TRUE | Conforme
SNDK1113 | DK1002 | DK_SCAT_URBAM | Silver | 2:45 | 9900 | 14.7342 | -17.4547 | DAKAR | TRUE | Bi-Monthly | Castors _ HLM _ Maristes | Castors _ HLM _ Maristes | Papa Ababacar Nguer |  | Ombouele Embongo FranK |  | Ahmadou Bamba Ndiaye | Papa Ngor Ndao | Dakar | FALSE | [12 empty] | Senelec | RUT956 | Offline | FALSE | TRUE | Rooftop | Outdoor | Monopole | 6 | 8 | FALSE | 1 | Free | 0 | 315014436 |  |  |  |  | RBS 6102 | 3 | module1: PSU AC01 - 1800; module2: PSU AC01 - 1800; module3: PSU AC01 - 1800 | 5400 | OpZs(Acide) | Classic | 2V | 1080Ah | 1080Ah | 24 | 40 | Bonne | FALSE | [10 empty] | TRUE | Non Conforme
SNDK0333 | DK1004 | DK_YOFF | Gold | 2:45 | 9900 | 14.745 | -17.4894 | DAKAR | TRUE | Monthly | Ouakam _ Mermoz _ Yoff | Ouakam _ Mermoz _ Yoff | Ibrahima Faye |  | Narciss Manga |  | Mbaye Ndour | Papa Ngor Ndao | Dakar | FALSE | [12 empty] | Senelec | RUT956 | Online | FALSE | TRUE | Rooftop | Indoor | Tri-pole | 3 | 0 | FALSE | 1 | Free | 0 | Pas de compteur |  |  |  |  | RBS 6101 | 3 | module1: PSU AC03 - 2500; module2: PSU AC03 - 2500; module3: PSU AC03 - 2500 | 7500 | OpZs(Acide) | Classic | 2V | 1080Ah | 1080Ah | 24 | 32 | Bonne | FALSE | [10 empty] | TRUE | Non Conforme
SNDK0474 | DK1005 | DK_DALIFOR | Silver | 2:45 | 9900 | 14.74307 | -17.42502 | DAKAR | TRUE | Bi-Monthly | Castors _ HLM _ Maristes | Castors _ HLM _ Maristes | Papa Ababacar Nguer |  | Ombouele Embongo FranK |  | Ahmadou Bamba Ndiaye | Papa Ngor Ndao | Dakar | FALSE | [12 empty] | Senelec | RUT955 | Online | FALSE | TRUE | Rooftop | Outdoor | Guyed Mast | 12 | 6 | FALSE | 1 | Free | 0 | 35011376 |  |  |  |  | Delta Rev10 | 5 | module1: DPR 2900B-48; module2: DPR 2900B-48; module3: DPR 2900B-48; module4: DPR 2900B-48; module5: DPR 2900B-48 | 14500 | Lithium | Leoch 48V-TB | 48V | 100Ah | 800Ah | 8 | 110 | Bonne | FALSE | [10 empty] | TRUE | Non Conforme
SNDK0416 | DK1006 | DK_PARCELLES_ASS | Silver | 2:45 | 9900 | 14.756718 | -17.434362 | DAKAR | TRUE | Bi-Monthly | Parcelles_Guediawaye | Parcelles_Guediawaye | Daouda Ndiaye |  | Moussa Ndiaye |  | Ahmadou Bamba Ndiaye | Papa Ngor Ndao | Dakar | FALSE | [12 empty] | Senelec | RUT956 | Online | FALSE | TRUE | Rooftop | Outdoor | Self Support Tower | 6 | 0 | FALSE | 1 | Free | 0 | 35016673 |  |  |  |  | Delta Rev12 | 3 | module1: DPR 3000B-48; module2: DPR 3000B-48; module3: DPR 3000B-48 | 9000 | OpZs(Acide) | Hoppecke | 2V | 1070Ah | 1070Ah | 24 | 38 | Bonne | FALSE | [10 empty] | TRUE | Conforme
SNDK0417 | DK1007 | DK_THIAROYE | Platinum | 2:45 | 9900 | 14.7619 | -17.3778 | DAKAR | TRUE | Monthly | Thiaroye _ Pikine _ Mbao | Thiaroye _ Pikine _ Mbao | Modou Gueye Diouf |  | Abdoulaye Ndiaye |  | Baidy Sall | Papa Ngor Ndao | Dakar | FALSE | [12 empty] | Senelec | RUT955 | Online | FALSE | TRUE | Rooftop | Outdoor | Self Support Tower | 6 | 4 | FALSE | 1 | Free | 0 | 35012817 |  |  |  |  | Delta Rev10 | 5 | module1: DPR 2900B-48; module2: DPR 2900B-48; module3: DPR 2900B-48; module4: DPR 2900B-48; module5: DPR 2900B-48 | 14500 | Lithium | Leoch 48V-TB | 48V | 100Ah | 900Ah | 9 | 103 | Bonne | FALSE | [10 empty] | TRUE | Conforme
SNDK0334 | DK1010 | DK_THIOKER | Gold | 2:45 | 9900 | 14.67155 | -17.44209 | DAKAR | TRUE | Monthly | Dakar Ouest | Dakar Ouest | El Hadji Koymine Diané |  | Ahmadou Bamba Seck |  | Mbaye Ndour | Papa Ngor Ndao | Dakar | FALSE | [12 empty] | Senelec | RUT955 | Online | FALSE | TRUE | Rooftop | Outdoor | Monopole | 6 | 5 | FALSE | 1 | Free | 0 | 2366265 |  |  |  |  | Delta Rev10 | 5 | module1: DPR 2900B-48; module2: DPR 2900B-48; module3: DPR 2900B-48; module4: DPR 2900B-48; module5: DPR 2900B-48 | 14500 | Lithium | Leoch 48V-TB | 48V | 100Ah | 900Ah | 9 | 69 | Bonne | FALSE | [10 empty] | TRUE | Conforme
SNDK0193 | DK1012 | DK_UNIVERSITE | Gold | 2:45 | 9900 | 14.6863 | -17.464565 | DAKAR | TRUE | Monthly | Dakar Ouest | Dakar Ouest | El Hadji Koymine Diané |  | Ahmadou Bamba Seck |  | Mbaye Ndour | Papa Ngor Ndao | Dakar | FALSE | [12 empty] | Senelec | RUT955 | Online | FALSE | TRUE | Rooftop | Outdoor | Monopole | 6 | 0 | FALSE | 1 | Free | 0 | Pas de compteur |  |  |  |  | Delta Rev10 | 5 | module1: DPR 2900B-48; module2: DPR 2900B-48; module3: DPR 2900B-48; module4: DPR 2900B-48; module5: DPR 2900B-48 | 14500 | Lithium | Leoch 48V-TB | 48V | 100Ah | 800Ah | 8 | 60 | Bonne | FALSE | [10 empty] | TRUE | Conforme
SNDK0194 | DK1013 | DK_SACRE_COEUR | Silver | 2:45 | 9900 | 14.7152 | -17.4626 | DAKAR | TRUE | Bi-Monthly | Castors _ HLM _ Maristes | Castors _ HLM _ Maristes | Papa Ababacar Nguer |  | Ombouele Embongo FranK |  | Ahmadou Bamba Ndiaye | Papa Ngor Ndao | Dakar | FALSE | [12 empty] | Senelec | RUT956 | Offline | FALSE | TRUE | Rooftop | Outdoor | Monopole | 6 | 0 | FALSE | 1 | Free | 0 | 35006888 |  |  |  |  | RBS 6101 | 4 | module1: PSU AC01 - 1800; module2: PSU AC01 - 1800; module3: PSU AC01 - 1800; module4: PSU AC01 - 1800 | 7200 | OpZs(Acide) | Classic | 2V | 1080Ah | 1080Ah | 24 | 40 | Bonne | FALSE | [10 empty] | TRUE | Conforme
SNDK1199 | DK1015 | DK_MEDINA_GOUNASS | Silver | 2:45 | 9900 | 14.7767 | -17.3984 | DAKAR | TRUE | Bi-Monthly | Parcelles_Guediawaye | Parcelles_Guediawaye | Daouda Ndiaye |  | Moussa Ndiaye |  | Ahmadou Bamba Ndiaye | Papa Ngor Ndao | Dakar | FALSE | [12 empty] | Senelec | RUT956 | Online | FALSE | TRUE | Rooftop | Outdoor | Self Support Tower | 6 | 6 | FALSE | 1 | Free | 0 | 30002574 |  |  |  |  | RBS 6101 | 4 | module1: PSU AC03 - 2500; module2: PSU AC03 - 2500; module3: PSU AC03 - 2500; module4: PSU AC01 - 1800 | 9300 | OpZs(Acide) | Classic | 2V | 1080Ah | 1080Ah | 24 | 60 | Bonne | FALSE | [10 empty] | TRUE | Non Conforme
SNDK1114 | DK1017 | DK_MERIDIEN | Gold | 2:45 | 9900 | 14.747 | -17.5242 | DAKAR | TRUE | Monthly | Ouakam _ Mermoz _ Yoff | Ouakam _ Mermoz _ Yoff | Ibrahima Faye |  | Narciss Manga |  | Mbaye Ndour | Papa Ngor Ndao | Dakar | FALSE | [12 empty] | Senelec | Pas de RMS | Pas de RMS | FALSE | TRUE | Rooftop | Outdoor | Tri-pole | 3 | 0 | FALSE | 1 | Free | 0 | 35003957 | Porte Fusible | F - 22x58 | 63 | 32 | RBS 6101 | 4 | module1: PSU AC03 - 2500; module2: PSU AC03 - 2500; module3: PSU AC03 - 2500; module4: PSU AC01 - 1800 | 9300 | OpZs(Acide) | Classic | 2V | 1080Ah | 1080Ah | 24 | 37 | Bonne | FALSE | [10 empty] | TRUE | Conforme
SNDK0195 | DK1018 | DK_CASTORS | Silver | 2:45 | 9900 | 14.7217 | -17.4486 | DAKAR | TRUE | Bi-Monthly | Castors _ HLM _ Maristes | Castors _ HLM _ Maristes | Papa Ababacar Nguer |  | Ombouele Embongo FranK |  | Ahmadou Bamba Ndiaye | Papa Ngor Ndao | Dakar | FALSE | [12 empty] | Senelec | RUT956 | Online | FALSE | TRUE | Rooftop | Outdoor | Self Support Tower | 6 | 0 | FALSE | 1 | Free | 0 | 35016672 |  |  |  |  | RBS 6102 | 3 | module1: PSU AC03 - 2500; module2: PSU AC03 - 2500; module3: PSU AC03 - 2500 | 7500 | OpZs(Acide) | Classic | 2V | 1080Ah | 1080Ah | 24 | 42 | Bonne | FALSE | [10 empty] | TRUE | Conforme
SNDK1020 | DK1020 | DK_PIKINE | Gold | 2:45 | 9900 | 14.7595 | -17.3942 | DAKAR | TRUE | Monthly | Thiaroye _ Pikine _ Mbao | Thiaroye _ Pikine _ Mbao | Modou Gueye Diouf |  | Abdoulaye Ndiaye |  | Baidy Sall | Papa Ngor Ndao | Dakar | FALSE | [12 empty] | Senelec | RUT955 | Online | FALSE | TRUE | Rooftop | Outdoor | Self Support Tower | 9 | 1 | FALSE | 1 | Free | 0 | 35014852 |  |  |  |  | Delta Rev10 | 5 | module1: DPR 2900B-48; module2: DPR 2900B-48; module3: DPR 2900B-48; module4: DPR 2900B-48; module5: DPR 2900B-48 | 14500 | OpZs(Acide) | Classic | 2V | 1080Ah | 1080Ah | 24 | 42 | Bonne | FALSE | [10 empty] | TRUE | Conforme
SNDK1200 | DK1021 | DK_THIAROYE_AZUR | Silver | 2:45 | 9900 | 14.74219 | -17.35945 | DAKAR | TRUE | Bi-Monthly | Thiaroye _ Pikine _ Mbao | Thiaroye _ Pikine _ Mbao | Modou Gueye Diouf |  | Abdoulaye Ndiaye |  | Baidy Sall | Papa Ngor Ndao | Dakar | FALSE | [12 empty] | Senelec | RUT956 | Online | FALSE | TRUE | Rooftop | Outdoor | Self Support Tower | 6 | 0 | FALSE | 1 | Free | 0 | 35003582 |  |  |  |  | RBS 6102 | 4 | module1: PSU AC01 - 1800; module2: PSU AC01 - 1800; module3: PSU AC01 - 1800; module4: PSU AC01 - 1800 | 7200 | Lithium | Leoch 48V-TB | 48V | 100Ah | 300Ah | 3 | 26 | Bonne | FALSE | [10 empty] | TRUE | Conforme
SNDK0623 | DK1023 | DK_MACHALA | Platinum | 2:45 | 9900 | 14.72571 | -17.4694 | DAKAR | TRUE | Monthly | Ouakam _ Mermoz _ Yoff | Ouakam _ Mermoz _ Yoff | Ibrahima Faye |  | Narciss Manga |  | Mbaye Ndour | Papa Ngor Ndao | Dakar | FALSE | [12 empty] | Senelec | RUT955 | Online | FALSE | TRUE | Rooftop | Outdoor | Monopole | 6 | 4 | FALSE | 1 | Free | 0 | 35015354 |  |  |  |  | Delta Rev10 | 4 | module1: DPR 2900B-48; module2: DPR 2900B-48; module3: DPR 2900B-48; module4: DPR 2900B-48 | 11600 | Lithium | Leoch 48V-TB | 48V | 100Ah | 800Ah | 8 | 72 | Bonne | FALSE | [10 empty] | TRUE | Conforme
SNDK0335 | DK1024 | DK_SANDAGA | Platinum | 2:45 | 9900 | 14.6739 | -17.4362 | DAKAR | TRUE | Monthly | Dakar Ouest | Dakar Ouest | El Hadji Koymine Diané |  | Ahmadou Bamba Seck |  | Mbaye Ndour | Papa Ngor Ndao | Dakar | FALSE | [12 empty] | Senelec | RUT955 | Online | FALSE | TRUE | Rooftop | Outdoor | Monopole | 6 | 3 | FALSE | 1 | Free | 0 | 30003815 |  |  |  |  | Delta Rev10 | 5 | module1: DPR 2900B-48; module2: DPR 2900B-48; module3: DPR 2900B-48; module4: DPR 2900B-48; module5: DPR 2900B-48 | 14500 | Lithium | Leoch 48V-TB | 48V | 100Ah | 800Ah | 8 | 50 | Bonne | FALSE | [10 empty] | TRUE | Conforme
SNDK0196 | DK1025 | DK_SOFITEL | Silver | 2:45 | 9900 | 14.6685 | -17.431 | DAKAR | TRUE | Bi-Monthly | Dakar Ouest | Dakar Ouest | El Hadji Koymine Diané |  | Ahmadou Bamba Seck |  | Mbaye Ndour | Papa Ngor Ndao | Dakar | FALSE | [12 empty] | Senelec | RUT956 | Online | FALSE | TRUE | Rooftop | Outdoor | Monopole | 6 | 1 | FALSE | 1 | Free | 0 | 35017664 |  |  |  |  | RBS 6102 | 3 | module1: PSU AC03 - 2500; module2: PSU AC03 - 2500; module3: PSU AC03 - 2500 | 7500 | OpZs(Acide) | Classic | 2V | 1080Ah | 1080Ah | 24 | 55 | Bonne | FALSE | [10 empty] | TRUE | Conforme
SNDK1201 | DK1026 | DK_CAMBERENE | Silver | 2:45 | 9900 | 14.7669 | -17.4271 | DAKAR | TRUE | Bi-Monthly | Parcelles_Guediawaye | Parcelles_Guediawaye | Daouda Ndiaye |  | Moussa Ndiaye |  | Ahmadou Bamba Ndiaye | Papa Ngor Ndao | Dakar | FALSE | [12 empty] | Senelec | RUT956 | Online | FALSE | TRUE | Rooftop | Outdoor | Self Support Tower | 6 | 0 | FALSE | 1 | Free | 0 | 35011809 |  |  |  |  | Delta Rev12 | 3 | module1: DPR 3000B-48; module2: DPR 3000B-48; module3: DPR 3000B-48 | 9000 | OpZs(Acide) | Classic | 2V | 1080Ah | 1080Ah | 24 | 150 | Bonne | FALSE | [10 empty] | TRUE | Conforme
SNDK0872 | DK1027 | DK_PATTE_DOIE | Silver | 2:45 | 9900 | 14.7473 | -17.4409 | DAKAR | TRUE | Bi-Monthly | Parcelles_Guediawaye | Parcelles_Guediawaye | Daouda Ndiaye |  | Moussa Ndiaye |  | Ahmadou Bamba Ndiaye | Papa Ngor Ndao | Dakar | FALSE | [12 empty] | Senelec | RUT956 | Online | FALSE | TRUE | Rooftop | Outdoor | Self Support Tower | 6 | 0 | FALSE | 1 | Free | 0 | 30022097 |  |  |  |  | RBS 6102 | 4 | module1: PSU AC01 - 1800; module2: PSU AC01 - 1800; module3: PSU AC01 - 1800; module4: PSU AC03 - 2500 | 7900 | OpZs(Acide) | Classic | 2V | 1080Ah | 1080Ah | 24 | 33 | Bonne | FALSE | [10 empty] | TRUE | Non Conforme
SNDK0769 | DK1029 | DK_NIARRI_TALLI | Silver | 2:45 | 9900 | 14.71083 | -17.45325 | DAKAR | TRUE | Bi-Monthly | Castors _ HLM _ Maristes | Castors _ HLM _ Maristes | Papa Ababacar Nguer |  | Ombouele Embongo FranK |  | Ahmadou Bamba Ndiaye | Papa Ngor Ndao | Dakar | FALSE | [12 empty] | Senelec | RUT956 | Online | FALSE | TRUE | Rooftop | Outdoor | Monopole | 6 | 0 | FALSE | 1 | Free | 0 | 35012072 |  |  |  |  | Enclosure 6130 | 4 | module1: MR 3000B-48; module2: MR 3000B-48; module3: MR 3000B-48; module4: MR 3000B-48; module9: 12000 | 12000 | OpZs(Acide) | Classic | 2V | 1080Ah | 1080Ah | 24 | 34 | Bonne | FALSE | [10 empty] | TRUE | Conforme
SNDK0565 | DK1031 | DK_PETIT_MBAO | Silver | 2:45 | 9900 | 14.73409 | -17.32781 | DAKAR | TRUE | Bi-Monthly | Thiaroye _ Pikine _ Mbao | Thiaroye _ Pikine _ Mbao | Modou Gueye Diouf |  | Abdoulaye Ndiaye |  | Baidy Sall | Papa Ngor Ndao | Dakar | FALSE | [12 empty] | Senelec | RUT956 | Online | FALSE | TRUE | Rooftop | Outdoor | Self Support Tower | 12 | 0 | FALSE | 1 | Free | 0 | 35012327 |  |  |  |  | RBS 6101 | 4 | module1: PSU AC03 - 2500; module2: PSU AC03 - 2500; module3: PSU AC03 - 2500; module4: PSU AC03 - 2500 | 10000 | OpZs(Acide) | Classic | 2V | 1080Ah | 1080Ah | 24 | 27 | Bonne | FALSE | [10 empty] | TRUE | Conforme
SNDK0476 | DK1032 | DK_COTECNA | Silver | 2:45 | 9900 | 14.665 | -17.4391 | DAKAR | TRUE | Bi-Monthly | Dakar Ouest | Dakar Ouest | El Hadji Koymine Diané |  | Ahmadou Bamba Seck |  | Mbaye Ndour | Papa Ngor Ndao | Dakar | FALSE | [12 empty] | Senelec | RUT956 | Offline | FALSE | TRUE | Rooftop | Outdoor | Monopole | 6 | 0 | FALSE | 1 | Free | 0 | 35003943 |  |  |  |  | RBS 6102 | 4 | module1: PSU AC03 - 2500; module2: PSU AC03 - 2500; module3: PSU AC03 - 2500; module4: PSU AC03 - 2500 | 10000 | OpZs(Acide) | Classic | 2V | 1080Ah | 1080Ah | 24 | 39 | Bonne | FALSE | [10 empty] | TRUE | Conforme
SNDK0942 | DK1033 | DK_PASTEUR | Silver | 2:45 | 9900 | 14.6591 | -17.4364 | DAKAR | TRUE | Bi-Monthly | Dakar Ouest | Dakar Ouest | El Hadji Koymine Diané |  | Ahmadou Bamba Seck |  | Mbaye Ndour | Papa Ngor Ndao | Dakar | FALSE | [12 empty] | Senelec | RUT956 | Online | FALSE | TRUE | Rooftop | Outdoor | Tri-pole | 3 | 1 | FALSE | 1 | Free | 0 | 14222676695 |  |  |  |  | Delta Rev12 | 3 | module1: DPR 3000B-48; module2: DPR 3000B-48; module3: DPR 3000B-48 | 9000 | OpZs(Acide) | Classic | 2V | 1080Ah | 1080Ah | 24 | 75 | Bonne | FALSE | [10 empty] | TRUE | Conforme
SNDK0132 | DK1038 | DK_BARGNY | Silver | 2:45 | 9900 | 14.693492 | -17.228128 | DAKAR | TRUE | Bi-Monthly | Rufisque_Bargny | Rufisque_Bargny | Ahmet Diene Hann |  | Mamadou leye Dembele |  | Baidy Sall | Papa Ngor Ndao | Dakar | FALSE | [12 empty] | Senelec | RUT955 | Online | FALSE | TRUE | Greenfield | Outdoor | Self Support Tower | 35 | 1 | FALSE | 1 | Free | 0 | 35008214 |  |  |  |  | Delta Rev12 | 3 | module1: DPR 3000B-48; module2: DPR 3000B-48; module3: DPR 3000B-48 | 9000 | OpZs(Acide) | Classic | 2V | 1080Ah | 1080Ah | 24 | 44 | Bonne | FALSE | [10 empty] | TRUE | Conforme
SNDK0865 | DK1040 | DK_YEUMBEUL | Silver | 2:45 | 9900 | 14.7769 | -17.358 | DAKAR | TRUE | Bi-Monthly | Thiaroye _ Pikine _ Mbao | Thiaroye _ Pikine _ Mbao | Modou Gueye Diouf |  | Abdoulaye Ndiaye |  | Baidy Sall | Papa Ngor Ndao | Dakar | FALSE | [12 empty] | Senelec | RUT956 | Online | FALSE | TRUE | Greenfield | Outdoor | Guyed Mast | 18 | 5 | FALSE | 1 | Free | 0 | 35005389 |  |  |  |  | Delta Rev10 | 4 | module1: DPR 2900B-48; module2: DPR 2900B-48; module3: DPR 2900B-48; module4: DPR 2900B-48 | 11600 | Lithium | Leoch 48V-TB | 48V | 100Ah | 900Ah | 9 | 26 | Bonne | FALSE | [10 empty] | TRUE | Conforme
SNDK1029 | DK1041 | DK_PIKINE_CFA | Gold | 2:45 | 9900 | 14.7674 | -17.387 | DAKAR | TRUE | Monthly | Parcelles_Guediawaye | Parcelles_Guediawaye | Daouda Ndiaye |  | Moussa Ndiaye |  | Ahmadou Bamba Ndiaye | Papa Ngor Ndao | Dakar | FALSE | [12 empty] | Senelec | RUT955 | Online | FALSE | TRUE | Rooftop | Outdoor | Monopole | 6 | 0 | FALSE | 1 | Free | 0 | 35008275 |  |  |  |  | Delta Rev10 | 5 | module1: DPR 2900B-48; module2: DPR 2900B-48; module3: DPR 2900B-48; module4: DPR 2900B-48; module5: DPR 2900B-48 | 14500 | Lithium | Leoch 48V-TB | 48V | 100Ah | 900Ah | 9 | 50 | Bonne | FALSE | [10 empty] | TRUE | Conforme
SNDK0056 | DK1042 | DK_SOUMBEDIOUNE | Silver | 2:45 | 9900 | 14.6784 | -17.4549 | DAKAR | TRUE | Bi-Monthly | Dakar Ouest | Dakar Ouest | El Hadji Koymine Diané |  | Ahmadou Bamba Seck |  | Mbaye Ndour | Papa Ngor Ndao | Dakar | FALSE | [12 empty] | Senelec | RUT956 | Online | FALSE | TRUE | Rooftop | Outdoor | Monopole | 6 | 0 | FALSE | 1 | Free | 0 | 30013150 |  |  |  |  | RBS 6102 | 3 | module1: PSU AC03 - 2500; module2: PSU AC03 - 2500; module3: PSU AC03 - 2500 | 7500 | OpZs(Acide) | Classic | 2V | 1080Ah | 1080Ah | 24 | 67 | Bonne | FALSE | [10 empty] | TRUE | Conforme
SNDK0197 | DK1043 | DK_LIBERTE5 | Silver | 2:45 | 9900 | 14.7261 | -17.4583 | DAKAR | TRUE | Bi-Monthly | Castors _ HLM _ Maristes | Castors _ HLM _ Maristes | Papa Ababacar Nguer |  | Ombouele Embongo FranK |  | Ahmadou Bamba Ndiaye | Papa Ngor Ndao | Dakar | FALSE | [12 empty] | Senelec | RUT955 | Online | FALSE | TRUE | Rooftop | Outdoor | Monopole | 6 | 0 | FALSE | 1 | Free | 0 | 35010278 |  |  |  |  | Delta Rev10 | 5 | module1: DPR 2900B-48; module2: DPR 2900B-48; module3: DPR 2900B-48; module4: DPR 2900B-48; module5: DPR 2900B-48 | 14500 | Lithium | Leoch 48V-TB | 48V | 100Ah | 400Ah | 4 | 46 | Bonne | FALSE | [10 empty] | TRUE | Conforme
SNDK0567 | DK1044 | DK_NATIONS_UNIES | Silver | 2:45 | 9900 | 14.7642 | -17.4156 | DAKAR | TRUE | Bi-Monthly | Parcelles_Guediawaye | Parcelles_Guediawaye | Daouda Ndiaye |  | Moussa Ndiaye |  | Ahmadou Bamba Ndiaye | Papa Ngor Ndao | Dakar | FALSE | [12 empty] | Senelec | RUT956 | Online | FALSE | TRUE | Rooftop | Outdoor | Self Support Tower | 6 | 1 | FALSE | 1 | Free | 0 | 35000091 |  |  |  |  | RBS 6102 | 4 | module1: PSU AC01 - 1800; module2: PSU AC01 - 1800; module3: PSU AC01 - 1800; module4: PSU AC01 - 1800 | 7200 | OpZs(Acide) | Classic | 2V | 1080Ah | 1080Ah | 24 | 50 | Bonne | FALSE | [10 empty] | TRUE | Non Conforme
SNDK1116 | DK1045 | DK_CITE_BIAGUI | Silver | 2:45 | 9900 | 14.7524 | -17.4908 | DAKAR | TRUE | Bi-Monthly | Ouakam _ Mermoz _ Yoff | Ouakam _ Mermoz _ Yoff | Ibrahima Faye |  | Narciss Manga |  | Mbaye Ndour | Papa Ngor Ndao | Dakar | FALSE | [12 empty] | Senelec | RUT956 | Online | FALSE | TRUE | Rooftop | Outdoor | Monopole | 6 | 0 | FALSE | 1 | Free | 0 | 35011923 |  |  |  |  | Delta Rev12 | 3 | module1: DPR 3000B-48; module2: DPR 3000B-48; module3: DPR 3000B-48 | 9000 | OpZs(Acide) | Classic | 2V | 1080Ah | 1080Ah | 24 | 31 | Bonne | FALSE | [10 empty] | TRUE | Conforme
SNDK0421 | DK1047 | DK_HLM_RUFISQUE | Silver | 2:45 | 9900 | 14.7303 | -17.2862 | DAKAR | TRUE | Bi-Monthly | Rufisque_Bargny | Rufisque_Bargny | Ahmet Diene Hann |  | Mamadou leye Dembele |  | Baidy Sall | Papa Ngor Ndao | Dakar | FALSE | [12 empty] | Senelec | RUT956 | Online | FALSE | TRUE | Rooftop | Outdoor | Self Support Tower | 6 | 4 | FALSE | 1 | Free | 0 | 30051524 |  |  |  |  | RBS 6101 | 4 | module1: PSU AC03 - 2500; module2: PSU AC03 - 2500; module3: PSU AC03 - 2500; module4: PSU AC01 - 1800 | 9300 | OpZs(Acide) | Classic | 2V | 1080Ah | 1080Ah | 24 | 34 | Bonne | FALSE | [10 empty] | TRUE | Conforme
SNDK0772 | DK1048 | DK_CITE_BCEAO | Silver | 2:45 | 9900 | 14.7603 | -17.455 | DAKAR | TRUE | Bi-Monthly | Ouakam _ Mermoz _ Yoff | Ouakam _ Mermoz _ Yoff | Ibrahima Faye |  | Narciss Manga |  | Mbaye Ndour | Papa Ngor Ndao | Dakar | FALSE | [12 empty] | Senelec | RUT956 | Online | FALSE | TRUE | Rooftop | Outdoor | Monopole | 6 | 0 | FALSE | 1 | Free | 0 | 35012616 |  |  |  |  | Enclosure 6130 | 4 | module1: MR 3000B-48; module2: MR 3000B-48; module3: MR 3000B-48; module4: MR 3000B-48; module9: 12000 | 12000 | OpZs(Acide) | Hoppecke | 2V | 1070Ah | 1070Ah | 24 | 39 | Bonne | FALSE | [10 empty] | TRUE | Conforme
SNDK1030 | DK1049 | DK_SICAP_MBAO | Gold | 2:45 | 9900 | 14.75208 | -17.35332 | DAKAR | TRUE | Monthly | Thiaroye _ Pikine _ Mbao | Thiaroye _ Pikine _ Mbao | Modou Gueye Diouf |  | Abdoulaye Ndiaye |  | Baidy Sall | Papa Ngor Ndao | Dakar | FALSE | [12 empty] | Senelec | RUT955 | Online | FALSE | TRUE | Rooftop | Outdoor | Monopole | 6 | 1 | FALSE | 1 | Free | 0 | 30005282 |  |  |  |  | Delta Rev10 | 5 | module1: DPR 2900B-48; module2: DPR 2900B-48; module3: DPR 2900B-48; module4: DPR 2900B-48; module5: DPR 2900B-48 | 14500 | OpZs(Acide) | Classic | 2V | 1080Ah | 1080Ah | 24 | 70 | Bonne | FALSE | [10 empty] | TRUE | Conforme
SNDK0943 | DK1050 | DK_CITE_MAMELLES | Silver | 2:45 | 9900 | 14.7304 | -17.4983 | DAKAR | TRUE | Bi-Monthly | Ouakam _ Mermoz _ Yoff | Ouakam _ Mermoz _ Yoff | Ibrahima Faye |  | Narciss Manga |  | Mbaye Ndour | Papa Ngor Ndao | Dakar | FALSE | [12 empty] | Senelec | RUT956 | Online | FALSE | TRUE | Rooftop | Outdoor | Self Support Tower | 6 | 1 | FALSE | 1 | Free | 0 | 11264614 |  |  |  |  | RBS 6101 | 4 | module1: PSU AC01 - 1800; module2: PSU AC01 - 1800; module3: PSU AC01 - 1800; module4: PSU AC01 - 1800 | 7200 | Lithium | Leoch 48V-TB | 48V | 100Ah | 400Ah | 4 | 32 | Bonne | FALSE | [10 empty] | TRUE | Conforme
SNDK1203 | DK1051 | DK_POSTE_THIAROYE | Silver | 2:45 | 9900 | 14.7462 | -17.3717 | DAKAR | TRUE | Bi-Monthly | Thiaroye _ Pikine _ Mbao | Thiaroye _ Pikine _ Mbao | Modou Gueye Diouf |  | Abdoulaye Ndiaye |  | Baidy Sall | Papa Ngor Ndao | Dakar | FALSE | [12 empty] | Senelec | RUT955 | Online | FALSE | TRUE | Rooftop | Outdoor | Guyed Mast | 12 | 11 | FALSE | 1 | Free | 0 | 35016780 |  |  |  |  | Delta Rev10 | 5 | module1: DPR 2900B-48; module2: DPR 2900B-48; module3: DPR 2900B-48; module4: DPR 2900B-48; module5: DPR 2900B-48 | 14500 | Lithium | Leoch 48V-TB | 48V | 100Ah | 500Ah | 5 | 66 | Bonne | FALSE | [10 empty] | TRUE | Conforme
SNDK1117 | DK1052 | DK_CCF | Gold | 2:45 | 9900 | 14.6683 | -17.4358 | DAKAR | TRUE | Monthly | Dakar Ouest | Dakar Ouest | El Hadji Koymine Diané |  | Ahmadou Bamba Seck |  | Mbaye Ndour | Papa Ngor Ndao | Dakar | FALSE | [12 empty] | Senelec | RUT956 | Online | FALSE | TRUE | Rooftop | Outdoor | Monopole | 6 | 0 | FALSE | 1 | Free | 0 | 35002109 |  |  |  |  | Delta Rev10 | 5 | module1: DPR 2900B-48; module2: DPR 2900B-48; module3: DPR 2900B-48; module4: DPR 2900B-48; module5: DPR 2900B-48 | 14500 | OpZs(Acide) | Classic | 2V | 1080Ah | 1080Ah | 24 | 49 | Bonne | FALSE | [10 empty] | TRUE | Non Conforme
SNDK0336 | DK1053 | DK_ALMADIES | Silver | 2:45 | 9900 | 14.74907 | -17.50641 | DAKAR | TRUE | Bi-Monthly | Ouakam _ Mermoz _ Yoff | Ouakam _ Mermoz _ Yoff | Ibrahima Faye |  | Narciss Manga |  | Mbaye Ndour | Papa Ngor Ndao | Dakar | FALSE | [12 empty] | Senelec | RUT956 | Offline | FALSE | TRUE | Rooftop | Outdoor | Self Support Tower | 6 | 0 | FALSE | 1 | Free | 0 | 35000330 |  |  |  |  | RBS 6101 | 4 | module1: PSU AC01 - 1800; module2: PSU AC01 - 1800; module3: PSU AC01 - 1800; module4: PSU AC01 - 1800 | 7200 | OpZs(Acide) | Classic | 2V | 1080Ah | 1080Ah | 24 | 45 | Bonne | FALSE | [10 empty] | TRUE | Conforme
SNDK0950 | DK1054 | DK_NORD_FOIRE | Silver | 2:45 | 9900 | 14.7544 | -17.4616 | DAKAR | TRUE | Bi-Monthly | Ouakam _ Mermoz _ Yoff | Ouakam _ Mermoz _ Yoff | Ibrahima Faye |  | Narciss Manga |  | Mbaye Ndour | Papa Ngor Ndao | Dakar | FALSE | [12 empty] | Senelec | RUT956 | Online | FALSE | TRUE | Rooftop | Outdoor | Monopole | 6 | 3 | FALSE | 1 | Free | 0 | 14222689 |  |  |  |  | RBS 6101 | 4 | module1: PSU AC03 - 2500; module2: PSU AC03 - 2500; module3: PSU AC01 - 1800; module4: PSU AC01 - 1800 | 8600 | Lithium | Leoch 48V-TB | 48V | 100Ah | 400Ah | 4 | 31 | Bonne | FALSE | [10 empty] | TRUE | Conforme
SNDK0711 | DK1055 | DK_PA_NORADE | Silver | 2:45 | 9900 | 14.756 | -17.4452 | DAKAR | TRUE | Bi-Monthly | Parcelles_Guediawaye | Parcelles_Guediawaye | Daouda Ndiaye |  | Moussa Ndiaye |  | Ahmadou Bamba Ndiaye | Papa Ngor Ndao | Dakar | FALSE | [12 empty] | Senelec | RUT956 | Online | FALSE | TRUE | Rooftop | Outdoor | Monopole | 6 | 0 | FALSE | 1 | Free | 0 | 35012173 |  |  |  |  | RBS 6102 | 4 | module1: PSU AC03 - 2500; module2: PSU AC03 - 2500; module3: PSU AC03 - 2500; module4: PSU AC03 - 2500 | 10000 | OpZs(Acide) | Classic | 2V | 1080Ah | 1080Ah | 24 | 24 | Bonne | FALSE | [10 empty] | TRUE | Conforme
SNDK1084 | DK1056 | DK_GRAND_DAKAR | Platinum | 2:45 | 9900 | 14.7064 | -17.4579 | DAKAR | TRUE | Monthly | Dakar Ouest | Dakar Ouest | El Hadji Koymine Diané |  | Ahmadou Bamba Seck |  | Mbaye Ndour | Papa Ngor Ndao | Dakar | FALSE | [12 empty] | Senelec | RUT956 | Online | FALSE | TRUE | Rooftop | Outdoor | Monopole | 6 | 11 | FALSE | 1 | Free | 0 | 35009317 |  |  |  |  | Delta Rev12 | 4 | module1: DPR 3000B-48; module2: DPR 3000B-48; module3: DPR 3000B-48; module4: DPR 3000B-48 | 12000 | Lithium | Leoch 48V-TB | 48V | 100Ah | 400Ah | 4 | 49 | Bonne | FALSE | [10 empty] | TRUE | Conforme
SNDK0914 | DK1057 | DK_HLM5 | Silver | 2:45 | 9900 | 14.7086 | -17.4449 | DAKAR | TRUE | Bi-Monthly | Castors _ HLM _ Maristes | Castors _ HLM _ Maristes | Papa Ababacar Nguer |  | Ombouele Embongo FranK |  | Ahmadou Bamba Ndiaye | Papa Ngor Ndao | Dakar | FALSE | [12 empty] | Senelec | RUT956 | Online | FALSE | TRUE | Rooftop | Outdoor | Monopole | 6 | 2 | FALSE | 1 | Free | 0 | 2366850 |  |  |  |  | Delta Rev12 | 4 | module1: DPR 3000B-48; module2: DPR 3000B-48; module3: DPR 3000B-48; module4: DPR 3000B-48 | 12000 | Lithium | Leoch 48V-TB | 48V | 100Ah | 400Ah | 4 | 63 | Bonne | FALSE | [10 empty] | TRUE | Conforme
SNDK0915 | DK1059 | DK_SENTEL_SIEGE | Platinum | 2:45 | 9900 | 14.6625 | -17.435 | DAKAR | TRUE | Monthly | Dakar Ouest | Dakar Ouest | El Hadji Koymine Diané |  | Ahmadou Bamba Seck |  | Mbaye Ndour | Papa Ngor Ndao | Dakar | FALSE | [12 empty] | Senelec | RUT955 | Online | FALSE | TRUE | Rooftop | Indoor | Guyed Mast | 6 | 2 | FALSE | 1 | Free | 0 | 30021646 |  |  |  |  | Delta Rev10 | 5 | module1: DPR 2900B-48; module2: DPR 2900B-48; module3: DPR 2900B-48; module4: DPR 2900B-48; module5: DPR 2900B-48 | 14500 | Lithium | Leoch 48V-TB | 48V | 100Ah | 900Ah | 9 | 92 | Bonne | FALSE | [10 empty] | TRUE | Conforme
SNDK0453 | DK1060 | DK_CENTENAIRE | Silver | 2:45 | 9900 | 14.6844 | -17.4454 | DAKAR | TRUE | Bi-Monthly | Dakar Ouest | Dakar Ouest | El Hadji Koymine Diané |  | Ahmadou Bamba Seck |  | Mbaye Ndour | Papa Ngor Ndao | Dakar | FALSE | [12 empty] | Senelec | RUT956 | Online | FALSE | TRUE | Rooftop | Outdoor | Monopole | 6 | 0 | FALSE | 1 | Free | 0 | 30012491 |  |  |  |  | Delta Rev10 | 5 | module1: DPR 2900B-48; module2: DPR 2900B-48; module3: DPR 2900B-48; module4: DPR 2900B-48; module5: DPR 2900B-48 | 14500 | Lithium | Leoch 48V-TB | 48V | 100Ah | 400Ah | 4 | 40 | Bonne | FALSE | [10 empty] | TRUE | Conforme
SNDK0916 | DK1061 | DK_FRONT_DE_TERRE | Silver | 2:45 | 9900 | 14.7281 | -17.4446 | DAKAR | TRUE | Bi-Monthly | Castors _ HLM _ Maristes | Castors _ HLM _ Maristes | Papa Ababacar Nguer |  | Ombouele Embongo FranK |  | Ahmadou Bamba Ndiaye | Papa Ngor Ndao | Dakar | FALSE | [12 empty] | Senelec | RUT956 | Online | FALSE | TRUE | Rooftop | Outdoor | Monopole | 6 | 0 | FALSE | 1 | Free | 0 | 30007591 |  |  |  |  | RBS 6101 | 3 | module1: PSU AC03 - 2500; module2: PSU AC03 - 2500; module3: PSU AC03 - 2500 | 7500 | OpZs(Acide) | Hoppecke | 2V | 800Ah | 800Ah | 24 | 36 | A tester | FALSE | [10 empty] | TRUE | Conforme
SNDK0317 | DK1062 | DK_MEDINA3 | Silver | 2:45 | 9900 | 14.6792 | -17.448 | DAKAR | TRUE | Bi-Monthly | Dakar Ouest | Dakar Ouest | El Hadji Koymine Diané |  | Ahmadou Bamba Seck |  | Mbaye Ndour | Papa Ngor Ndao | Dakar | FALSE | [12 empty] | Senelec | RUT956 | Online | FALSE | TRUE | Rooftop | Outdoor | Self Support Tower | 6 | 0 | FALSE | 1 | Free | 0 | 35008187 |  |  |  |  | RBS 6101 | 4 | module1: PSU AC03 - 2500; module2: PSU AC03 - 2500; module3: PSU AC03 - 2500; module4: PSU AC03 - 2500 | 10000 | OpZs(Acide) | Classic | 2V | 1080Ah | 1080Ah | 24 | 60 | Bonne | FALSE | [10 empty] | TRUE | Conforme
SNDK0044 | DK1064 | DK_MERMOZ_EXT | Silver | 2:45 | 9900 | 14.708649 | -17.472244 | DAKAR | TRUE | Bi-Monthly | Ouakam _ Mermoz _ Yoff | Ouakam _ Mermoz _ Yoff | Ibrahima Faye |  | Narciss Manga |  | Mbaye Ndour | Papa Ngor Ndao | Dakar | FALSE | [12 empty] | Senelec | RUT955 | Online | FALSE | TRUE | Rooftop | Outdoor | Monopole | 6 | 2 | FALSE | 1 | Free | 0 | 35016464 |  |  |  |  | Delta Rev12 | 4 | module1: DPR 3000B-48; module2: DPR 3000B-48; module3: DPR 3000B-48; module4: DPR 3000B-48 | 12000 | Lithium | Leoch 48V-TB | 48V | 100Ah | 1200Ah | 12 | 163 | Bonne | FALSE | [10 empty] | TRUE | Conforme
SNDK0133 | DK1065 | DK_CAP_DES_BICHES | Silver | 2:45 | 9900 | 14.73064 | -17.31937 | DAKAR | TRUE | Bi-Monthly | Thiaroye _ Pikine _ Mbao | Thiaroye _ Pikine _ Mbao | Modou Gueye Diouf |  | Abdoulaye Ndiaye |  | Baidy Sall | Papa Ngor Ndao | Dakar | FALSE | [12 empty] | Senelec | RUT956 | Online | FALSE | TRUE | Rooftop | Outdoor | Monopole | 6 | 5 | FALSE | 1 | Free | 0 | 35002559 |  |  |  |  | Mini Delta | 3 | module1: DPR 3000B-48; module2: DPR 3000B-48; module3: DPR 3000B-48 | 9000 | Lithium | Leoch 48V-TB | 48V | 100Ah | 400Ah | 4 | 26 | Bonne | FALSE | [10 empty] | TRUE | Conforme
SNDK0933 | DK1066 | DK_COLOBANE2 | Silver | 2:45 | 9900 | 14.6916 | -17.4464 | DAKAR | TRUE | Bi-Monthly | Dakar Ouest | Dakar Ouest | El Hadji Koymine Diané |  | Ahmadou Bamba Seck |  | Mbaye Ndour | Papa Ngor Ndao | Dakar | FALSE | [12 empty] | Senelec | RUT956 | Online | FALSE | TRUE | Rooftop | Outdoor | Guyed Mast | 12 | 0 | FALSE | 1 | Free | 0 | 30014865 |  |  |  |  | RBS 6101 | 4 | module1: PSU AC01 - 1800; module2: PSU AC03 - 2500; module3: PSU AC01 - 1800; module4: PSU AC01 - 1800 | 7900 | Lithium | Leoch 48V-TB | 48V | 100Ah | 300Ah | 3 | 49 | Bonne | FALSE | [10 empty] | TRUE | Conforme
SNDK1204 | DK1067 | DK_DIAKSAO | Gold | 2:45 | 9900 | 14.75084 | -17.36295 | DAKAR | TRUE | Monthly | Thiaroye _ Pikine _ Mbao | Thiaroye _ Pikine _ Mbao | Modou Gueye Diouf |  | Abdoulaye Ndiaye |  | Baidy Sall | Papa Ngor Ndao | Dakar | FALSE | [12 empty] | Senelec | RUT956 | Online | FALSE | TRUE | Rooftop | Outdoor | Self Support Tower | 6 | 0 | FALSE | 1 | Free | 0 | 30000511 |  |  |  |  | Delta Rev10 | 5 | module1: DPR 2900B-48; module2: DPR 2900B-48; module3: DPR 2900B-48; module4: DPR 2900B-48; module5: DPR 2900B-48 | 14500 | Lithium | Leoch 48V-TB | 48V | 100Ah | 900Ah | 9 | 27 | Bonne | FALSE | [10 empty] | TRUE | Conforme
SNDK1085 | DK1072 | DK_OUEST_FOIRE | Silver | 2:45 | 9900 | 14.7487 | -17.4711 | DAKAR | TRUE | Bi-Monthly | Ouakam _ Mermoz _ Yoff | Ouakam _ Mermoz _ Yoff | Ibrahima Faye |  | Narciss Manga |  | Mbaye Ndour | Papa Ngor Ndao | Dakar | FALSE | [12 empty] | Senelec | RUT955 | Online | FALSE | TRUE | Rooftop | Outdoor | Self Support Tower | 12 | 0 | FALSE | 1 | Free | 0 | 35006463 |  |  |  |  | Delta Rev12 | 4 | module1: DPR 3000B-48; module2: DPR 3000B-48; module3: DPR 3000B-48; module4: DPR 3000B-48 | 12000 | Lithium | Leoch 48V-TB | 48V | 100Ah | 300Ah | 3 | 37 | Bonne | FALSE | [10 empty] | TRUE | Conforme
SNDK0455 | DK1073 | DK_PETERSEN | Silver | 2:45 | 9900 | 14.6744 | -17.4403 | DAKAR | TRUE | Bi-Monthly | Dakar Ouest | Dakar Ouest | El Hadji Koymine Diané |  | Ahmadou Bamba Seck |  | Mbaye Ndour | Papa Ngor Ndao | Dakar | FALSE | [12 empty] | Senelec | RUT956 | Online | FALSE | TRUE | Rooftop | Outdoor | Monopole | 6 | 0 | FALSE | 1 | Free | 0 | 35003948 |  |  |  |  | RBS 6102 | 4 | module1: PSU AC01 - 1800; module2: PSU AC01 - 1800; module3: PSU AC01 - 1800; module4: PSU AC03 - 2500 | 7900 | OpZs(Acide) | Classic | 2V | 1080Ah | 1080Ah | 24 | 43 | Bonne | FALSE | [10 empty] | TRUE | Conforme
SNDK0609 | DK1077 | DK_SACRE_COEUR3 | Platinum | 2:45 | 9900 | 14.71637 | -17.47071 | DAKAR | TRUE | Monthly | Ouakam _ Mermoz _ Yoff | Ouakam _ Mermoz _ Yoff | Ibrahima Faye |  | Narciss Manga |  | Mbaye Ndour | Papa Ngor Ndao | Dakar | FALSE | [12 empty] | Senelec | RUT955 | Online | FALSE | TRUE | Rooftop | Outdoor | Self Support Tower | 6 | 1 | FALSE | 1 | Free | 0 | 35005074 |  |  |  |  | Delta Rev10 | 5 | module1: DPR 2900B-48; module2: DPR 2900B-48; module3: DPR 2900B-48; module4: DPR 2900B-48; module5: DPR 2900B-48 | 14500 | Lithium | Leoch 48V-TB | 48V | 100Ah | 800Ah | 8 | 87 | Bonne | FALSE | [10 empty] | TRUE | Conforme
SNDK0276 | DK1078 | DK_THIAROYE2 | Gold | 2:45 | 9900 | 14.76824 | -17.34778 | DAKAR | TRUE | Monthly | Thiaroye _ Pikine _ Mbao | Thiaroye _ Pikine _ Mbao | Modou Gueye Diouf |  | Abdoulaye Ndiaye |  | Baidy Sall | Papa Ngor Ndao | Dakar | FALSE | [12 empty] | Senelec | RUT955 | Online | FALSE | TRUE | Rooftop | Outdoor | Self Support Tower | 6 | 0 | FALSE | 1 | Free | 0 | 35003590 |  |  |  |  | Delta Rev10 | 5 | module1: DPR 2900B-48; module2: DPR 2900B-48; module3: DPR 2900B-48; module4: DPR 2900B-48; module5: DPR 2900B-48 | 14500 | Lithium | Leoch 48V-TB | 48V | 100Ah | 600Ah | 6 | 49 | Bonne | FALSE | [10 empty] | TRUE | Conforme
SNDK0318 | DK1079 | DK_GRAND_YOFF2 | Silver | 2:45 | 9900 | 14.7422 | -17.4572 | DAKAR | TRUE | Bi-Monthly | Castors _ HLM _ Maristes | Castors _ HLM _ Maristes | Papa Ababacar Nguer |  | Ombouele Embongo FranK |  | Ahmadou Bamba Ndiaye | Papa Ngor Ndao | Dakar | FALSE | [12 empty] | Senelec | RUT956 | Online | FALSE | TRUE | Rooftop | Outdoor | Monopole | 6 | 0 | FALSE | 1 | Free | 0 | 35001590 |  |  |  |  | RBS 6101 | 4 | module1: PSU AC01 - 1800; module2: PSU AC01 - 1800; module3: PSU AC01 - 1800; module4: PSU AC01 - 1800 | 7200 | OpZs(Acide) | Classic | 2V | 1080Ah | 1080Ah | 24 | 21 | Bonne | FALSE | [10 empty] | TRUE | Conforme
SNDK0320 | DK1082 | DK_FASS | Platinum | 2:45 | 9900 | 14.6922 | -17.4553 | DAKAR | TRUE | Monthly | Dakar Ouest | Dakar Ouest | El Hadji Koymine Diané |  | Ahmadou Bamba Seck |  | Mbaye Ndour | Papa Ngor Ndao | Dakar | FALSE | [12 empty] | Senelec | RUT955 | Online | FALSE | TRUE | Rooftop | Outdoor | Monopole | 6 | 4 | FALSE | 1 | Free | 0 | 30019606 |  |  |  |  | Delta Rev10 | 5 | module1: DPR 2900B-48; module2: DPR 2900B-48; module3: DPR 2900B-48; module4: DPR 2900B-48; module5: DPR 2900B-48 | 14500 | Lithium | Leoch 48V-TB | 48V | 100Ah | 900Ah | 9 | 55 | Bonne | FALSE | [10 empty] | TRUE | Conforme
SNDK0754 | DK1083 | DK_GRAND_YOFF | Silver | 2:45 | 9900 | 14.7419 | -17.4514 | DAKAR | TRUE | Bi-Monthly | Castors _ HLM _ Maristes | Castors _ HLM _ Maristes | Papa Ababacar Nguer |  | Ombouele Embongo FranK |  | Ahmadou Bamba Ndiaye | Papa Ngor Ndao | Dakar | FALSE | [12 empty] | Senelec | RUT956 | Online | FALSE | TRUE | Rooftop | Outdoor | Monopole | 6 | 0 | FALSE | 1 | Free | 0 | 35012371 |  |  |  |  | RBS 6101 | 4 | module1: PSU AC03 - 2500; module2: PSU AC03 - 2500; module3: PSU AC03 - 2500; module4: PSU AC03 - 2500 | 10000 | Lithium | Leoch 48V-TB | 48V | 100Ah | 400Ah | 4 | 33 | Bonne | FALSE | [10 empty] | TRUE | Conforme
SNDK0917 | DK1084 | DK_YOFF_VILLAGE | Silver | 2:45 | 9900 | 14.7625 | -17.4795 | DAKAR | TRUE | Bi-Monthly | Ouakam _ Mermoz _ Yoff | Ouakam _ Mermoz _ Yoff | Ibrahima Faye |  | Narciss Manga |  | Mbaye Ndour | Papa Ngor Ndao | Dakar | FALSE | [12 empty] | Senelec | RUT956 | Offline | FALSE | TRUE | Rooftop | Outdoor | Monopole | 6 | 0 | FALSE | 1 | Free | 0 | 35012971 |  |  |  |  | RBS 6101 | 4 | module1: PSU AC03 - 2500; module2: PSU AC01 - 1800; module3: PSU AC01 - 1800; module4: PSU AC01 - 1800 | 7900 | OpZs(Acide) | Classic | 2V | 1080Ah | 1080Ah | 24 | 42 | Bonne | FALSE | [10 empty] | TRUE | Non Conforme
SNDK0568 | DK1085 | DK_CITE_FADIA | Silver | 2:45 | 9900 | 14.7642 | -17.4205 | DAKAR | TRUE | Bi-Monthly | Parcelles_Guediawaye | Parcelles_Guediawaye | Daouda Ndiaye |  | Moussa Ndiaye |  | Ahmadou Bamba Ndiaye | Papa Ngor Ndao | Dakar | FALSE | [12 empty] | Senelec | RUT956 | Online | FALSE | TRUE | Rooftop | Outdoor | Monopole | 6 | 0 | FALSE | 1 | Free | 0 | 30005021 |  |  |  |  | RBS 6101 | 4 | module1: PSU AC01 - 1800; module2: PSU AC03 - 2500; module3: PSU AC01 - 1800; module4: PSU AC01 - 1800 | 7900 | OpZs(Acide) | Classic | 2V | 1080Ah | 1080Ah | 24 | 34 | Bonne | FALSE | [10 empty] | TRUE | Conforme
SNDK1206 | DK1088 | DK_KEUR_MASSAR2 | Silver | 2:45 | 9900 | 14.7744 | -17.3325 | DAKAR | TRUE | Bi-Monthly | Keur Massar _ Bambilor | Keur Massar _ Bambilor | Ibrahima Konate |  | Oumar Ndiaye |  | Baidy Sall | Papa Ngor Ndao | Dakar | FALSE | [12 empty] | Senelec | RUT956 | Online | FALSE | TRUE | Rooftop | Outdoor | Monopole | 6 | 1 | FALSE | 1 | Free | 0 | 35012455 |  |  |  |  | Delta Rev12 | 3 | module1: DPR 3000B-48; module2: DPR 3000B-48; module3: DPR 3000B-48 | 9000 | Lithium | Leoch 48V-TB | 48V | 100Ah | 400Ah | 4 | 32 | Bonne | FALSE | [10 empty] | TRUE | Conforme
SNDK0028 | DK1089 | DK_PORT_MOLE8 | Silver | 2:45 | 9900 | 14.6982 | -17.4309 | DAKAR | TRUE | Bi-Monthly | Dakar Ouest | Dakar Ouest | El Hadji Koymine Diané |  | Ahmadou Bamba Seck |  | Mbaye Ndour | Papa Ngor Ndao | Dakar | FALSE | [12 empty] | Senelec | RUT955 | Online | FALSE | TRUE | Greenfield | Outdoor | Self Support Tower | 30 | 0 | FALSE | 1 | Free | 0 | 35009600 |  |  |  |  | Delta Rev10 | 5 | module1: DPR 2900B-48; module2: DPR 2900B-48; module3: DPR 2900B-48; module4: DPR 2900B-48; module5: DPR 2900B-48 | 14500 | OpZs(Acide) | Classic | 2V | 1080Ah | 1080Ah | 24 | 45 | Bonne | FALSE | [10 empty] | TRUE | Conforme
SNDK0178 | DK1094 | DK_OUAKAM2 | Silver | 2:45 | 9900 | 14.71647 | -17.48485 | DAKAR | TRUE | Bi-Monthly | Ouakam _ Mermoz _ Yoff | Ouakam _ Mermoz _ Yoff | Ibrahima Faye |  | Narciss Manga |  | Mbaye Ndour | Papa Ngor Ndao | Dakar | FALSE | [12 empty] | Senelec | RUT956 | Online | FALSE | TRUE | Rooftop | Outdoor | Monopole | 6 | 0 | FALSE | 1 | Free | 0 | Pas de Compteur |  |  |  |  | RBS 6102 | 4 | module1: PSU AC03 - 2500; module2: PSU AC01 - 1800; module3: PSU AC01 - 1800; module4: PSU AC03 - 2500 | 8600 | OpZs(Acide) | Classic | 2V | 1080Ah | 1080Ah | 24 | 63 | Bonne | FALSE | [10 empty] | TRUE | Non Conforme
SNDK0135 | DK1095 | DK_NIAKOUL_RAB | Silver | 2:45 | 9900 | 14.7849 | -17.27285 | DAKAR | TRUE | Bi-Monthly | Keur Massar _ Bambilor | Keur Massar _ Bambilor | Ibrahima Konate |  | Oumar Ndiaye |  | Baidy Sall | Papa Ngor Ndao | Dakar | FALSE | [12 empty] | Senelec | RUT955 | Online | FALSE | TRUE | Greenfield | Outdoor | Guyed Mast | 32 | 10 | FALSE | 1 | Free | 0 | 30031078 |  |  |  |  | Delta Rev10 | 5 | module1: DPR 2900B-48; module2: DPR 2900B-48; module3: DPR 2900B-48; module4: DPR 2900B-48; module5: DPR 2900B-48 | 14500 | Lithium | Leoch 48V-TB | 48V | 100Ah | 600Ah | 6 | 74 | Bonne | FALSE | [10 empty] | TRUE | Conforme
SNDK1207 | DK1097 | DK_PIKINE6 | Silver | 2:45 | 9900 | 14.7486 | -17.3881 | DAKAR | TRUE | Bi-Monthly | Thiaroye _ Pikine _ Mbao | Thiaroye _ Pikine _ Mbao | Modou Gueye Diouf |  | Abdoulaye Ndiaye |  | Baidy Sall | Papa Ngor Ndao | Dakar | FALSE | [12 empty] | Senelec | RUT956 | Online | FALSE | TRUE | Rooftop | Outdoor | Monopole | 6 | 0 | FALSE | 1 | Free | 0 | 35012467 |  |  |  |  | Delta Rev12 | 4 | module1: DPR 3000B-48; module2: DPR 3000B-48; module3: DPR 3000B-48; module4: DPR 3000B-48 | 12000 | Lithium | Leoch 48V-TB | 48V | 100Ah | 400Ah | 4 | 34 | Bonne | FALSE | [10 empty] | TRUE | Conforme
SNDK1087 | DK1098 | DK_SODIDA | Silver | 2:45 | 9900 | 14.7194 | -17.4426 | DAKAR | TRUE | Bi-Monthly | Castors _ HLM _ Maristes | Castors _ HLM _ Maristes | Papa Ababacar Nguer |  | Ombouele Embongo FranK |  | Ahmadou Bamba Ndiaye | Papa Ngor Ndao | Dakar | FALSE | [12 empty] | Senelec | RUT956 | Online | FALSE | TRUE | Rooftop | Outdoor | Monopole | 6 | 1 | FALSE | 1 | Free | 0 | 35007955 |  |  |  |  | RBS 6101 | 4 | module1: PSU AC01 - 1800; module2: PSU AC01 - 1800; module3: PSU AC03 - 2500; module4: PSU AC03 - 2500 | 8600 | OpZs(Acide) | Classic | 2V | 1080Ah | 1080Ah | 24 | 35 | Bonne | FALSE | [10 empty] | TRUE | Conforme
SNDK0713 | DK1100 | DK_KEUR_MASSAR3 | Silver | 2:45 | 9900 | 14.7738 | -17.3133 | DAKAR | TRUE | Bi-Monthly | Keur Massar _ Bambilor | Keur Massar _ Bambilor | Ibrahima Konate |  | Oumar Ndiaye |  | Baidy Sall | Papa Ngor Ndao | Dakar | FALSE | [12 empty] | Senelec | RUT956 | Online | FALSE | TRUE | Rooftop | Outdoor | Monopole | 6 | 1 | FALSE | 1 | Free | 0 | 30028988 |  |  |  |  | RBS 6101 | 3 | module1: PSU AC01 - 1800; module2: PSU AC01 - 1800; module3: PSU AC03 - 2500 | 6100 | OpZs(Acide) | Classic | 2V | 1080Ah | 1080Ah | 24 | 31 | Bonne | FALSE | [10 empty] | TRUE | Conforme
SNDK1208 | DK1101 | DK_PARCELLES4 | Silver | 2:45 | 9900 | 14.7502 | -17.4479 | DAKAR | TRUE | Bi-Monthly | Ouakam _ Mermoz _ Yoff | Ouakam _ Mermoz _ Yoff | Ibrahima Faye |  | Narciss Manga |  | Mbaye Ndour | Papa Ngor Ndao | Dakar | FALSE | [12 empty] | Senelec | RUT956 | Offline | FALSE | TRUE | Rooftop | Outdoor | Self Support Tower | 6 | 0 | FALSE | 1 | Free | 0 | 30022065 |  |  |  |  | RBS 6102 | 3 | module1: PSU AC03 - 2500; module2: PSU AC01 - 1800; module3: PSU AC01 - 1800 | 6100 | OpZs(Acide) | Classic | 2V | 1080Ah | 1080Ah | 24 | 37 | Bonne | FALSE | [10 empty] | TRUE | Conforme
SNDK0423 | DK1102 | DK_CITE_RADIO | Silver | 2:45 | 9900 | 14.74975 | -17.31052 | DAKAR | TRUE | Bi-Monthly | Keur Massar _ Bambilor | Keur Massar _ Bambilor | Ibrahima Konate |  | Oumar Ndiaye |  | Baidy Sall | Papa Ngor Ndao | Dakar | FALSE | [12 empty] | Senelec | RUT956 | Online | FALSE | TRUE | Rooftop | Outdoor | Guyed Mast | 12 | 3 | FALSE | 1 | Free | 0 | 30029005 |  |  |  |  | Delta Rev12 | 3 | module1: DPR 3000B-48; module2: DPR 3000B-48; module3: DPR 3000B-48 | 9000 | OpZs(Acide) | Classic | 2V | 1080Ah | 1080Ah | 24 | 38 | Bonne | FALSE | [10 empty] | TRUE | Conforme
SNDK0029 | DK1103 | DK_NGOR | Silver | 2:45 | 9900 | 14.7486 | -17.5117 | DAKAR | TRUE | Bi-Monthly | Ouakam _ Mermoz _ Yoff | Ouakam _ Mermoz _ Yoff | Ibrahima Faye |  | Narciss Manga |  | Mbaye Ndour | Papa Ngor Ndao | Dakar | FALSE | [12 empty] | Senelec | RUT956 | Online | FALSE | TRUE | Rooftop | Outdoor | Monopole | 6 | 1 | FALSE | 1 | Free | 0 | 35013086 |  |  |  |  | Delta Rev12 | 4 | module1: DPR 3000B-48; module2: DPR 3000B-48; module3: DPR 3000B-48; module4: DPR 3000B-48 | 12000 | OpZs(Acide) | Classic | 2V | 1080Ah | 1080Ah | 24 | 37 | Bonne | FALSE | [10 empty] | TRUE | Conforme
SNDK0581 | DK1104 | DK_SEBIKOTANE | Silver | 2:45 | 9900 | 14.740309 | -17.136864 | DAKAR | TRUE | Bi-Monthly | Rufisque_Bargny | Rufisque_Bargny | Ahmet Diene Hann |  | Mamadou leye Dembele |  | Baidy Sall | Papa Ngor Ndao | Dakar | FALSE | [12 empty] | Senelec | RUT955 | Online | FALSE | TRUE | Greenfield | Outdoor | Guyed Mast | 60 | 0 | FALSE | 1 | Free | 0 | 30029001 |  |  |  |  | Delta Rev10 | 5 | module1: DPR 2900B-48; module2: DPR 2900B-48; module3: DPR 2900B-48; module4: DPR 2900B-48; module5: DPR 2900B-48 | 14500 | OpZs(Acide) | Classic | 2V | 1080Ah | 1080Ah | 24 | 38 | Bonne | FALSE | [10 empty] | TRUE | Conforme
SNDK0030 | DK1105 | DK_ZONE_INDUSTRIEL | Silver | 2:45 | 9900 | 14.7048 | -17.4354 | DAKAR | TRUE | Bi-Monthly | Dakar Ouest | Dakar Ouest | El Hadji Koymine Diané |  | Ahmadou Bamba Seck |  | Mbaye Ndour | Papa Ngor Ndao | Dakar | FALSE | [12 empty] | Senelec | RUT956 | Online | FALSE | TRUE | Rooftop | Outdoor | Monopole | 6 | 0 | FALSE | 1 | Free | 0 | 30029446 |  |  |  |  | Delta Rev12 | 3 | module1: DPR 3000B-48; module2: DPR 3000B-48; module3: DPR 3000B-48 | 9000 | OpZs(Acide) | Classic | 2V | 1080Ah | 1080Ah | 24 | 30 | Bonne | FALSE | [10 empty] | TRUE | Conforme
SNDK0031 | DK1106 | DK_REUBEUSS | Silver | 2:45 | 9900 | 14.6762 | -17.4458 | DAKAR | TRUE | Bi-Monthly | Dakar Ouest | Dakar Ouest | El Hadji Koymine Diané |  | Ahmadou Bamba Seck |  | Mbaye Ndour | Papa Ngor Ndao | Dakar | FALSE | [12 empty] | Senelec | RUT956 | Online | FALSE | TRUE | Rooftop | Outdoor | Monopole | 6 | 0 | FALSE | 1 | Free | 0 | 30019901 |  |  |  |  | RBS 6102 | 4 | module1: PSU AC01 - 1800; module2: PSU AC03 - 2500; module3: PSU AC01 - 1800; module4: PSU AC01 - 1800 | 7900 | OpZs(Acide) | Classic | 2V | 1080Ah | 1080Ah | 24 | 45 | Bonne | FALSE | [10 empty] | TRUE | Conforme
SNDK1099 | DK1108 | DK_NIARRI_TALLI2 | Gold | 2:45 | 9900 | 14.7042 | -17.4527 | DAKAR | TRUE | Monthly | Dakar Ouest | Dakar Ouest | El Hadji Koymine Diané |  | Ahmadou Bamba Seck |  | Mbaye Ndour | Papa Ngor Ndao | Dakar | FALSE | [12 empty] | Senelec | RUT956 | Online | FALSE | TRUE | Rooftop | Outdoor | Guyed Mast | 9 | 0 | FALSE | 1 | Free | 0 | 35017180 |  |  |  |  | Delta Rev12 | 4 | module1: DPR 3000B-48; module2: DPR 3000B-48; module3: DPR 3000B-48; module4: DPR 3000B-48 | 12000 | OpZs(Acide) | Classic | 2V | 1080Ah | 1080Ah | 24 | 48 | Bonne | FALSE | [10 empty] | TRUE | Conforme
SNDK0277 | DK1109 | DK_DALIFOR2 | Silver | 2:45 | 9900 | 14.7408 | -17.4107 | DAKAR | TRUE | Bi-Monthly | Castors _ HLM _ Maristes | Castors _ HLM _ Maristes | Papa Ababacar Nguer |  | Ombouele Embongo FranK |  | Ahmadou Bamba Ndiaye | Papa Ngor Ndao | Dakar | FALSE | [12 empty] | Senelec | RUT956 | Online | FALSE | TRUE | Rooftop | Outdoor | Monopole | 6 | 1 | FALSE | 1 | Free | 0 | 35014452 |  |  |  | 32 | RBS 6102 | 4 | module1: PSU AC03 - 2500; module2: PSU AC03 - 2500; module3: PSU AC03 - 2500; module4: PSU AC03 - 2500 | 10000 | OpZs(Acide) | Classic | 2V | 1080Ah | 1080Ah | 24 | 38 | Bonne | FALSE | [10 empty] | TRUE | Conforme
SNDK0464 | DK1110 | DK_HANN_SOLEIL | Gold | 2:45 | 9900 | 14.7208 | -17.4374 | DAKAR | TRUE | Monthly | Castors _ HLM _ Maristes | Castors _ HLM _ Maristes | Papa Ababacar Nguer |  | Ombouele Embongo FranK |  | Ahmadou Bamba Ndiaye | Papa Ngor Ndao | Dakar | FALSE | [12 empty] | Senelec | RUT955 | Online | FALSE | TRUE | Rooftop | Outdoor | Guyed Mast | 9 | 0 | FALSE | 1 | Free | 0 | 30030547 |  |  |  |  | Delta Rev10 | 5 | module1: DPR 2900B-48; module2: DPR 2900B-48; module3: DPR 2900B-48; module4: DPR 2900B-48; module5: DPR 2900B-48 | 14500 | Lithium | Leoch 48V-TB | 48V | 100Ah | 800Ah | 8 | 35 | Bonne | FALSE | [10 empty] | TRUE | Conforme
SNDK0876 | DK1114 | DK_THIAROYE7 | Silver | 2:45 | 9900 | 14.7661 | -17.3576 | DAKAR | TRUE | Bi-Monthly | Thiaroye _ Pikine _ Mbao | Thiaroye _ Pikine _ Mbao | Modou Gueye Diouf |  | Abdoulaye Ndiaye |  | Baidy Sall | Papa Ngor Ndao | Dakar | FALSE | [12 empty] | Senelec | RUT956 | Online | FALSE | TRUE | Greenfield | Outdoor | Self Support Tower | 20 | 0 | FALSE | 1 | Free | 0 | 35003584 |  |  |  |  | RBS 6101 | 4 | module1: PSU AC01 - 1800; module2: PSU AC01 - 1800; module3: PSU AC01 - 1800; module4: PSU AC01 - 1800 | 7200 | OpZs(Acide) | Classic | 2V | 1080Ah | 1080Ah | 24 | 32 | Bonne | FALSE | [10 empty] | TRUE | Conforme
SNDK0714 | DK1115 | DK_MALIKA | Silver | 2:45 | 9900 | 14.791 | -17.333 | DAKAR | TRUE | Bi-Monthly | Parcelles_Guediawaye | Parcelles_Guediawaye | Daouda Ndiaye |  | Moussa Ndiaye |  | Ahmadou Bamba Ndiaye | Papa Ngor Ndao | Dakar | FALSE | [12 empty] | Senelec | RUT955 | Online | FALSE | TRUE | Greenfield | Outdoor | Self Support Tower | 20 | 0 | FALSE | 1 | Free | 0 | 35000988 |  |  |  |  | Delta Rev12 | 4 | module1: DPR 3000B-48; module2: DPR 3000B-48; module3: DPR 3000B-48; module4: DPR 3000B-48 | 12000 | OpZs(Acide) | Classic | 2V | 1080Ah | 1080Ah | 24 | 26 | Bonne | FALSE | [10 empty] | TRUE | Conforme
SNDK0515 | DK1117 | DK_YEUMBEUL2 | Silver | 2:45 | 9900 | 14.7853 | -17.3521 | DAKAR | TRUE | Bi-Monthly | Parcelles_Guediawaye | Parcelles_Guediawaye | Daouda Ndiaye |  | Moussa Ndiaye |  | Ahmadou Bamba Ndiaye | Papa Ngor Ndao | Dakar | FALSE | [12 empty] | Senelec | RUT956 | Online | FALSE | TRUE | Greenfield | Outdoor | Self Support Tower | 20 | 1 | FALSE | 1 | Free | 0 | 3001939 |  |  |  |  | Delta Rev12 | 4 | module1: DPR 3000B-48; module2: DPR 3000B-48; module3: DPR 3000B-48; module4: DPR 3000B-48 | 12000 | OpZs(Acide) | Classic | 2V | 1080Ah | 1080Ah | 24 | 17 | Bonne | FALSE | [10 empty] | TRUE | Conforme
SNDK0825 | DK1119 | DK_NIMZAT | Silver | 2:45 | 9900 | 14.788 | -17.3681 | DAKAR | TRUE | Bi-Monthly | Parcelles_Guediawaye | Parcelles_Guediawaye | Daouda Ndiaye |  | Moussa Ndiaye |  | Ahmadou Bamba Ndiaye | Papa Ngor Ndao | Dakar | FALSE | [12 empty] | Senelec | RUT956 | Online | FALSE | TRUE | Rooftop | Outdoor | Monopole | 6 | 0 | FALSE | 1 | Free | 0 | 35002920 |  |  |  |  | Delta Rev12 | 3 | module1: DPR 3000B-48; module2: DPR 3000B-48; module3: DPR 3000B-48 | 9000 | OpZs(Acide) | Hoppecke | 2V | 1070Ah | 1070Ah | 24 | 30 | Bonne | FALSE | [10 empty] | TRUE | Conforme
SNDK0376 | DK1120 | DK_GUEDIAWAYE5 | Silver | 2:45 | 9900 | 14.785 | -17.3875 | DAKAR | TRUE | Bi-Monthly | Parcelles_Guediawaye | Parcelles_Guediawaye | Daouda Ndiaye |  | Moussa Ndiaye |  | Ahmadou Bamba Ndiaye | Papa Ngor Ndao | Dakar | FALSE | [12 empty] | Senelec | RUT956 | Online | FALSE | TRUE | Greenfield | Outdoor | Self Support Tower | 20 | 0 | FALSE | 1 | Free | 0 | 30006393 |  |  |  |  | RBS 6101 | 4 | module1: PSU AC03 - 2500; module2: PSU AC03 - 2500; module3: PSU AC03 - 2500; module4: PSU AC03 - 2500 | 10000 | OpZs(Acide) | Classic | 2V | 1080Ah | 1080Ah | 24 |  | Bonne | FALSE | [10 empty] | TRUE | Conforme
SNDK0928 | DK1125 | DK_SICAP_DIEUPEUL4 | Silver | 2:45 | 9900 | 14.7221 | -17.4562 | DAKAR | TRUE | Bi-Monthly | Castors _ HLM _ Maristes | Castors _ HLM _ Maristes | Papa Ababacar Nguer |  | Ombouele Embongo FranK |  | Ahmadou Bamba Ndiaye | Papa Ngor Ndao | Dakar | FALSE | [12 empty] | Senelec | RUT956 | Offline | FALSE | TRUE | Rooftop | Outdoor | Guyed Mast | 9 | 2 | FALSE | 1 | Free | 0 | 3000353 33 |  |  |  |  | RBS 6101 | 4 | module1: PSU AC03 - 2500; module2: PSU AC03 - 2500; module3: PSU AC03 - 2500; module4: PSU AC03 - 2500 | 10000 | OpZs(Acide) | Classic | 2V | 1080Ah | 1080Ah | 24 | 32 | Bonne | FALSE | [10 empty] | TRUE | Conforme
SNDK0238 | DK1126 | DK_PA_PEDAGOGUES | Silver | 2:45 | 9900 | 14.7562 | -17.4395 | DAKAR | TRUE | Bi-Monthly | Parcelles_Guediawaye | Parcelles_Guediawaye | Daouda Ndiaye |  | Moussa Ndiaye |  | Ahmadou Bamba Ndiaye | Papa Ngor Ndao | Dakar | FALSE | [12 empty] | Senelec | RUT956 | Online | FALSE | TRUE | Rooftop | Outdoor | Guyed Mast | 9 | 0 | FALSE | 1 | Free | 0 | 30016676 |  |  |  |  | RBS 6102 | 3 | module1: PSU AC01 - 1800; module2: PSU AC01 - 1800; module3: PSU AC01 - 1800 | 5400 | OpZs(Acide) | Classic | 2V | 1080Ah | 1080Ah | 24 | 38 | Bonne | FALSE | [10 empty] | TRUE | Non Conforme
SNDK0758 | DK1127 | DK_HANN_PECHEUR | Gold | 2:45 | 9900 | 14.7314 | -17.4229 | DAKAR | TRUE | Monthly | Castors _ HLM _ Maristes | Castors _ HLM _ Maristes | Papa Ababacar Nguer |  | Ombouele Embongo FranK |  | Ahmadou Bamba Ndiaye | Papa Ngor Ndao | Dakar | FALSE | [12 empty] | Senelec | RUT955 | Online | FALSE | TRUE | Rooftop | Outdoor | Guyed Mast | 9 | 0 | FALSE | 1 | Free | 0 | 30031816 |  |  |  |  | Delta Rev10 | 5 | module1: DPR 2900B-48; module2: DPR 2900B-48; module3: DPR 2900B-48; module4: DPR 2900B-48; module5: DPR 2900B-48 | 14500 | Lithium | Leoch 48V-TB | 48V | 100Ah | 900Ah | 9 | 30 | Bonne | FALSE | [10 empty] | TRUE | Conforme
SNDK0667 | DK1129 | DK_RUFISQUE_NIMZAT | Silver | 2:45 | 9900 | 14.721215 | -17.278207 | DAKAR | TRUE | Bi-Monthly | Rufisque_Bargny | Rufisque_Bargny | Ahmet Diene Hann |  | Mamadou leye Dembele |  | Baidy Sall | Papa Ngor Ndao | Dakar | FALSE | [12 empty] | Senelec | RUT956 | Online | FALSE | TRUE | Rooftop | Outdoor | Guyed Mast | 9 | 0 | FALSE | 1 | Free | 0 | 30032969 |  |  |  |  | RBS 6101 | 4 | module1: PSU AC03 - 2500; module2: PSU AC01 - 1800; module3: PSU AC01 - 1800; module4: PSU AC01 - 1800 | 7900 | Lithium | Leoch 48V-TB | 48V | 100Ah | 400Ah | 4 | 22 | Bonne | FALSE | [10 empty] | TRUE | Conforme
SNDK0368 | DK1131 | DK_SANDAG_GRASLAND | Silver | 2:45 | 9900 | 14.673 | -17.4376 | DAKAR | TRUE | Bi-Monthly | Dakar Ouest | Dakar Ouest | El Hadji Koymine Diané |  | Ahmadou Bamba Seck |  | Mbaye Ndour | Papa Ngor Ndao | Dakar | FALSE | [12 empty] | Senelec | RUT956 | Offline | FALSE | TRUE | Rooftop | Outdoor | Guyed Mast | 9 | 2 | FALSE | 1 | Free | 0 | 35013957 |  |  |  |  | RBS 6102 | 4 | module1: PSU AC01 - 1800; module2: PSU AC01 - 1800; module3: PSU AC03 - 2500; module4: PSU AC03 - 2500 | 8600 | OpZs(Acide) | Classic | 2V | 1080Ah | 1080Ah | 24 | 44 | Bonne | FALSE | [10 empty] | TRUE | Conforme
SNDK0378 | DK1133 | DK_BAGDAD | Silver | 2:45 | 9900 | 14.7752 | -17.3796 | DAKAR | TRUE | Bi-Monthly | Parcelles_Guediawaye | Parcelles_Guediawaye | Daouda Ndiaye |  | Moussa Ndiaye |  | Ahmadou Bamba Ndiaye | Papa Ngor Ndao | Dakar | FALSE | [12 empty] | Senelec | RUT955 | Online | FALSE | TRUE | Greenfield | Outdoor | Self Support Tower | 20 | 0 | FALSE | 1 | Free | 0 | 30007077 |  |  |  |  | Delta Rev12 | 4 | module1: DPR 3000B-48; module2: DPR 3000B-48; module3: DPR 3000B-48; module4: DPR 3000B-48 | 12000 | Lithium | Leoch 48V-TB | 48V | 100Ah | 600Ah | 6 | 40 | Bonne | FALSE | [10 empty] | TRUE | Conforme
SNDK0083 | DK1134 | DK_POMPIERS | Silver | 2:45 | 9900 | 14.6829 | -17.4409 | DAKAR | TRUE | Bi-Monthly | Dakar Ouest | Dakar Ouest | El Hadji Koymine Diané |  | Ahmadou Bamba Seck |  | Mbaye Ndour | Papa Ngor Ndao | Dakar | FALSE | [12 empty] | Senelec | RUT955 | Online | FALSE | TRUE | Rooftop | Outdoor | Guyed Mast | 12 | 2 | FALSE | 1 | Free | 0 | 30033210 |  |  |  |  | Delta Rev10 | 5 | module1: DPR 2900B-48; module2: DPR 2900B-48; module3: DPR 2900B-48; module4: DPR 2900B-48; module5: DPR 2900B-48 | 14500 | OpZs(Acide) | Classic | 2V | 1080Ah | 1080Ah | 24 | 59 | Bonne | FALSE | [10 empty] | TRUE | Conforme
SNDK0505 | DK1135 | DK_MARCHE_TILENE | Gold | 2:45 | 9900 | 14.6831 | -17.4517 | DAKAR | TRUE | Monthly | Dakar Ouest | Dakar Ouest | El Hadji Koymine Diané |  | Ahmadou Bamba Seck |  | Mbaye Ndour | Papa Ngor Ndao | Dakar | FALSE | [12 empty] | Senelec | RUT955 | Online | FALSE | TRUE | Rooftop | Outdoor | Self Support Tower | 9 | 10 | FALSE | 1 | Free | 0 | 35000989 |  |  |  |  | Delta Rev10 | 5 | module1: DPR 2900B-48; module2: DPR 2900B-48; module3: DPR 2900B-48; module4: DPR 2900B-48; module5: DPR 2900B-48 | 14500 | Lithium | Leoch 48V-TB | 48V | 100Ah | 900Ah | 9 | 77 | Bonne | FALSE | [10 empty] | TRUE | Conforme
SNDK1161 | DK1138 | DK_THIAROY_NDAWENE | Silver | 2:45 | 9900 | 14.7695 | -17.3645 | DAKAR | TRUE | Bi-Monthly | Thiaroye _ Pikine _ Mbao | Thiaroye _ Pikine _ Mbao | Modou Gueye Diouf |  | Abdoulaye Ndiaye |  | Baidy Sall | Papa Ngor Ndao | Dakar | FALSE | [12 empty] | Senelec | RUT956 | Online | FALSE | TRUE | Rooftop | Outdoor | Self Support Tower | 9 | 1 | FALSE | 1 | Free | 0 | 30045712 |  |  |  |  | RBS 6102 | 4 | module1: PSU AC01 - 1800; module2: PSU AC01 - 1800; module3: PSU AC01 - 1800; module4: PSU AC01 - 1800 | 7200 | OpZs(Acide) | Classic | 2V | 1080Ah | 1080Ah | 24 | 29 | Bonne | FALSE | [10 empty] | TRUE | Conforme
SNDK0517 | DK1139 | DK_THIAROYE_TOUBA | Silver | 2:45 | 9900 | 14.7668 | -17.3713 | DAKAR | TRUE | Bi-Monthly | Thiaroye _ Pikine _ Mbao | Thiaroye _ Pikine _ Mbao | Modou Gueye Diouf |  | Abdoulaye Ndiaye |  | Baidy Sall | Papa Ngor Ndao | Dakar | FALSE | [12 empty] | Senelec | RUT956 | Online | FALSE | TRUE | Rooftop | Outdoor | Self Support Tower | 9 | 1 | FALSE | 1 | Free | 0 | 30002009 |  |  |  |  | Delta Rev12 | 3 | module1: DPR 3000B-48; module2: DPR 3000B-48; module3: DPR 3000B-48 | 9000 | Lithium | Leoch 48V-TB | 48V | 100Ah | 400Ah | 4 | 68 | Bonne | FALSE | [10 empty] | TRUE | Conforme
SNDK0989 | DK1140 | DK_BOUNTOU_PIKINE | Gold | 2:45 | 9900 | 14.7481 | -17.3983 | DAKAR | TRUE | Monthly | Thiaroye _ Pikine _ Mbao | Thiaroye _ Pikine _ Mbao | Modou Gueye Diouf |  | Abdoulaye Ndiaye |  | Baidy Sall | Papa Ngor Ndao | Dakar | FALSE | [12 empty] | Senelec | RUT955 | Online | FALSE | TRUE | Rooftop | Outdoor | Guyed Mast | 12 | 1 | FALSE | 1 | Free | 0 | 30031967 |  |  |  |  | Delta Rev10 | 5 | module1: DPR 2900B-48; module2: DPR 2900B-48; module3: DPR 2900B-48; module4: DPR 2900B-48; module5: DPR 2900B-48 | 14500 | Lithium | Leoch 48V-TB | 48V | 100Ah | 800Ah | 8 | 45 | Bonne | FALSE | [10 empty] | TRUE | Conforme
SNDK0524 | DK1146 | DK_CITE_DIAMALAYE | Silver | 2:45 | 9900 | 14.7617 | -17.4472 | DAKAR | TRUE | Bi-Monthly | Ouakam _ Mermoz _ Yoff | Ouakam _ Mermoz _ Yoff | Ibrahima Faye |  | Narciss Manga |  | Mbaye Ndour | Papa Ngor Ndao | Dakar | FALSE | [12 empty] | Senelec | RUT956 | Online | FALSE | TRUE | Rooftop | Outdoor | Guyed Mast | 9 | 0 | FALSE | 1 | Free | 0 | 35012202 |  |  |  |  | RBS 6101 | 3 | module1: PSU AC03 - 2500; module2: PSU AC03 - 2500; module3: PSU AC03 - 2500 | 7500 | OpZs(Acide) | Classic | 2V | 1080Ah | 1080Ah | 24 | 67 | Bonne | FALSE | [10 empty] | TRUE | Conforme
SNDK0990 | DK1148 | DK_GUEDIAWAY_MBODE | Silver | 2:45 | 9900 | 14.7789 | -17.3931 | DAKAR | TRUE | Bi-Monthly | Parcelles_Guediawaye | Parcelles_Guediawaye | Daouda Ndiaye |  | Moussa Ndiaye |  | Ahmadou Bamba Ndiaye | Papa Ngor Ndao | Dakar | FALSE | [12 empty] | Senelec | RUT955 | Online | FALSE | TRUE | Rooftop | Outdoor | Self Support Tower | 9 | 0 | FALSE | 1 | Free | 0 | 30045349 |  |  |  |  | Delta Rev10 | 4 | module1: DPR 2900B-48; module2: DPR 2900B-48; module3: DPR 2900B-48; module4: DPR 2900B-48 | 11600 | OpZs(Acide) | Classic | 2V | 1080Ah | 1080Ah | 24 | 53 | Bonne | FALSE | [10 empty] | TRUE | Conforme
SNDK0369 | DK1149 | DK_SICAP_RUE10 | Silver | 2:45 | 9900 | 14.7033 | -17.4581 | DAKAR | TRUE | Bi-Monthly | Dakar Ouest | Dakar Ouest | El Hadji Koymine Diané |  | Ahmadou Bamba Seck |  | Mbaye Ndour | Papa Ngor Ndao | Dakar | FALSE | [12 empty] | Senelec | RUT956 | Online | FALSE | TRUE | Rooftop | Outdoor | Self Support Tower | 9 | 0 | FALSE | 1 | Free | 0 | 30007574 |  |  |  |  | RBS 6101 | 4 | module1: PSU AC03 - 2500; module2: PSU AC03 - 2500; module3: PSU AC03 - 2500; module4: PSU AC03 - 2500 | 10000 | OpZs(Acide) | Classic | 2V | 1080Ah | 1080Ah | 24 | 39 | Bonne | FALSE | [10 empty] | TRUE | Conforme
SNDK1150 | DK1150 | DK_GRD_YOFF_ARAFAT | Silver | 2:45 | 9900 | 14.7379 | -17.4518 | DAKAR | TRUE | Bi-Monthly | Castors _ HLM _ Maristes | Castors _ HLM _ Maristes | Papa Ababacar Nguer |  | Ombouele Embongo FranK |  | Ahmadou Bamba Ndiaye | Papa Ngor Ndao | Dakar | FALSE | [12 empty] | Senelec | RUT956 | Online | FALSE | TRUE | Rooftop | Outdoor | Self Support Tower | 9 | 0 | FALSE | 1 | Free | 0 | 30015677 |  |  |  |  | Delta Rev12 | 4 | module1: DPR 3000B-48; module2: DPR 3000B-48; module3: DPR 3000B-48; module4: DPR 3000B-48 | 12000 | Lithium | Leoch 48V-TB | 48V | 100Ah | 300Ah | 3 | 36 | Bonne | FALSE | [10 empty] | TRUE | Conforme
SNDK0525 | DK1151 | DK_PIK_HAMDALAYE3 | Silver | 2:45 | 9900 | 14.7586 | -17.3706 | DAKAR | TRUE | Bi-Monthly | Thiaroye _ Pikine _ Mbao | Thiaroye _ Pikine _ Mbao | Modou Gueye Diouf |  | Abdoulaye Ndiaye |  | Baidy Sall | Papa Ngor Ndao | Dakar | FALSE | [12 empty] | Senelec | RUT956 | Online | FALSE | TRUE | Rooftop | Outdoor | Self Support Tower | 9 | 0 | FALSE | 1 | Free | 0 | 35003916 |  |  |  |  | Delta Rev12 | 4 | module1: DPR 3000B-48; module2: DPR 3000B-48; module3: DPR 3000B-48; module4: DPR 3000B-48 | 12000 | OpZs(Acide) | Classic | 2V | 1080Ah | 1080Ah | 24 | 36 | Bonne | FALSE | [10 empty] | TRUE | Conforme
SNDK0385 | DK1152 | DK_THIAROYE_MINAME | Silver | 2:45 | 9900 | 14.773732 | -17.370712 | DAKAR | TRUE | Bi-Monthly | Thiaroye _ Pikine _ Mbao | Thiaroye _ Pikine _ Mbao | Modou Gueye Diouf |  | Abdoulaye Ndiaye |  | Baidy Sall | Papa Ngor Ndao | Dakar | FALSE | [12 empty] | Senelec | RUT956 | Online | FALSE | TRUE | Rooftop | Outdoor | Self Support Tower | 9 | 0 | FALSE | 1 | Free | 0 | 35015495 |  |  |  |  | RBS 6102 | 4 | module1: PSU AC03 - 2500; module2: PSU AC03 - 2500; module3: PSU AC03 - 2500; module4: PSU AC03 - 2500 | 10000 | Lithium | Leoch 48V-TB | 48V | 100Ah | 400Ah | 4 | 36 | Bonne | FALSE | [10 empty] | TRUE | Conforme
SNDK0809 | DK1154 | DK_INDEPENDANCE | Silver | 2:45 | 9900 | 14.6707 | -17.4341 | DAKAR | TRUE | Bi-Monthly | Dakar Ouest | Dakar Ouest | El Hadji Koymine Diané |  | Ahmadou Bamba Seck |  | Mbaye Ndour | Papa Ngor Ndao | Dakar | FALSE | [12 empty] | Senelec | RUT955 | Online | FALSE | TRUE | Rooftop | Outdoor | Self Support Tower | 9 | 0 | FALSE | 1 | Free | 0 | 30015026 |  |  |  |  | Delta Rev10 | 5 | module1: DPR 2900B-48; module2: DPR 2900B-48; module3: DPR 2900B-48; module4: DPR 2900B-48; module5: DPR 2900B-48 | 14500 | OpZs(Acide) | Classic | 2V | 1080Ah | 1080Ah | 24 | 65 | Bonne | FALSE | [10 empty] | TRUE | Conforme
SNDK0231 | DK1155 | DK_DERKLE_CASTORS | Silver | 2:45 | 9900 | 14.7261 | -17.4504 | DAKAR | TRUE | Bi-Monthly | Castors _ HLM _ Maristes | Castors _ HLM _ Maristes | Papa Ababacar Nguer |  | Ombouele Embongo FranK |  | Ahmadou Bamba Ndiaye | Papa Ngor Ndao | Dakar | FALSE | [12 empty] | Senelec | Pas de RMS | Pas de RMS | FALSE | TRUE | Rooftop | Outdoor | Self Support Tower | 9 | 0 | FALSE | 1 | Free | 0 | 35014913 |  |  |  |  | RBS 6102 | 4 | module1: PSU AC03 - 2500; module2: PSU AC03 - 2500; module3: PSU AC03 - 2500; module4: PSU AC03 - 2500 | 10000 | OpZs(Acide) | Classic | 2V | 1080Ah | 1080Ah | 24 |  | Bonne | FALSE | [10 empty] | TRUE | Non Conforme
SNDK0386 | DK1156 | DK_PA_KEUR_MASSAR | Silver | 2:45 | 9900 | 14.7716 | -17.3228 | DAKAR | TRUE | Bi-Monthly | Keur Massar _ Bambilor | Keur Massar _ Bambilor | Ibrahima Konate |  | Oumar Ndiaye |  | Baidy Sall | Papa Ngor Ndao | Dakar | FALSE | [12 empty] | Senelec | RUT956 | Online | FALSE | TRUE | Rooftop | Outdoor | Self Support Tower | 9 | 0 | FALSE | 1 | Free | 0 | 30035559 |  |  |  |  | RBS 6102 | 4 | module1: PSU AC01 - 1800; module2: PSU AC03 - 2500; module3: PSU AC01 - 1800; module4: PSU AC01 - 1800 | 7900 | Lithium | Leoch 48V-TB | 48V | 100Ah | 300Ah | 3 | 27 | Bonne | FALSE | [10 empty] | TRUE | Conforme
SNDK1164 | DK1158 | DK_MALIKA_MAKHFOUS | Silver | 2:45 | 9900 | 14.7846 | -17.3405 | DAKAR | TRUE | Bi-Monthly | Parcelles_Guediawaye | Parcelles_Guediawaye | Daouda Ndiaye |  | Moussa Ndiaye |  | Ahmadou Bamba Ndiaye | Papa Ngor Ndao | Dakar | FALSE | [12 empty] | Senelec | RUT956 | Online | FALSE | TRUE | Rooftop | Outdoor | Self Support Tower | 9 | 0 | FALSE | 1 | Free | 0 | 35012459 |  |  |  |  | Delta Rev10 | 4 | module1: DPR 2900B-48; module2: DPR 2900B-48; module3: DPR 2900B-48; module4: DPR 2900B-48 | 11600 | Lithium | Leoch 48V-TB | 48V | 100Ah | 400Ah | 4 | 45 | Bonne | FALSE | [10 empty] | TRUE | Conforme
SNDK0976 | DK1159 | DK_MAMELLES_AVIONS | Silver | 2:45 | 9900 | 14.7275 | -17.5001 | DAKAR | TRUE | Bi-Monthly | Ouakam _ Mermoz _ Yoff | Ouakam _ Mermoz _ Yoff | Ibrahima Faye |  | Narciss Manga |  | Mbaye Ndour | Papa Ngor Ndao | Dakar | FALSE | [12 empty] | Senelec | RUT955 | Online | FALSE | TRUE | Rooftop | Outdoor | Guyed Mast | 9 | 3 | FALSE | 1 | Free | 0 | 35006632 |  |  |  |  | Delta Rev10 | 6 | DPR 2900B-48 | DPR 2900B-48 | DPR 2900B-48 | DPR 2900B-48 | DPR 2900B-48 | DPR 2900B-48 |  |  |  | 17400 | OpZs(Acide) | Classic | 2V | 1080Ah | 1080Ah | 24 | 73 | Bonne | FALSE | [10 empty] | TRUE | Conforme
SNDK0232 | DK1161 | DK_FASS_RUE34 | Silver | 2:45 | 9900 | 14.6922 | -17.4509 | DAKAR | TRUE | Bi-Monthly | Dakar Ouest | Dakar Ouest | El Hadji Koymine Diané |  | Ahmadou Bamba Seck |  | Mbaye Ndour | Papa Ngor Ndao | Dakar | FALSE | [12 empty] | Senelec | RUT956 | Online | FALSE | TRUE | Rooftop | Outdoor | Self Support Tower | 9 | 0 | FALSE | 1 | Free | 0 | 30008101 |  |  |  |  | RBS 6101 | 4 | module1: PSU AC01 - 1800; module2: PSU AC01 - 1800; module3: PSU AC01 - 1800; module4: PSU AC01 - 1800 | 7200 | OpZs(Acide) | Classic | 2V | 1080Ah | 1080Ah | 24 | 26 | Bonne | FALSE | [10 empty] | TRUE | Conforme
SNDK0526 | DK1162 | DK_PARCELLES_U1 | Silver | 2:45 | 9900 | 14.7687 | -17.4206 | DAKAR | TRUE | Bi-Monthly | Parcelles_Guediawaye | Parcelles_Guediawaye | Daouda Ndiaye |  | Moussa Ndiaye |  | Ahmadou Bamba Ndiaye | Papa Ngor Ndao | Dakar | FALSE | [12 empty] | Senelec | RUT956 | Online | FALSE | TRUE | Rooftop | Outdoor | Self Support Tower | 9 | 0 | FALSE | 1 | Free | 0 | 30034929 |  |  |  |  | Delta Rev12 | 4 | module1: DPR 3000B-48; module2: DPR 3000B-48; module3: DPR 3000B-48; module4: DPR 3000B-48 | 12000 | Lithium | Leoch 48V-TB | 48V | 100Ah | 300Ah | 3 | 28 | Bonne | FALSE | [10 empty] | TRUE | Conforme
SNDK0830 | DK1163 | DK_NIMZAT_YAYA | Gold | 2:45 | 9900 | 14.7803 | -17.3733 | DAKAR | TRUE | Monthly | Parcelles_Guediawaye | Parcelles_Guediawaye | Daouda Ndiaye |  | Moussa Ndiaye |  | Ahmadou Bamba Ndiaye | Papa Ngor Ndao | Dakar | FALSE | [12 empty] | Senelec | RUT956 | Online | FALSE | TRUE | Rooftop | Outdoor | Self Support Tower | 12 | 5 | FALSE | 1 | Free | 0 | 30048197 |  |  |  |  | Delta Rev10 | 5 | module1: DPR 2900B-48; module2: DPR 2900B-48; module3: DPR 2900B-48; module4: DPR 2900B-48; module5: DPR 2900B-48 | 14500 | Lithium | Leoch 48V-TB | 48V | 100Ah | 900Ah | 9 | 56 | Bonne | FALSE | [10 empty] | TRUE | Conforme
SNDK1165 | DK1164 | DK_GUEDIA_NOTERRE | Silver | 2:45 | 9900 | 14.7801 | -17.3866 | DAKAR | TRUE | Bi-Monthly | Parcelles_Guediawaye | Parcelles_Guediawaye | Daouda Ndiaye |  | Moussa Ndiaye |  | Ahmadou Bamba Ndiaye | Papa Ngor Ndao | Dakar | FALSE | [12 empty] | Senelec | RUT956 | Online | FALSE | TRUE | Rooftop | Outdoor | Self Support Tower | 9 | 0 | FALSE | 1 | Free | 0 | 35008160 |  |  |  |  | RBS 6102 | 4 | module1: PSU AC03 - 2500; module2: PSU AC01 - 1800; module3: PSU AC01 - 1800; module4: PSU AC03 - 2500 | 8600 | OpZs(Acide) | Hoppecke | 2V | 800Ah | 800Ah | 24 | 25 | A tester | FALSE | [10 empty] | TRUE | Conforme
SNDK0370 | DK1165 | DK_CITE_ASSEMBLEE | Silver | 2:45 | 9900 | 14.7322 | -17.4921 | DAKAR | TRUE | Bi-Monthly | Ouakam _ Mermoz _ Yoff | Ouakam _ Mermoz _ Yoff | Ibrahima Faye |  | Narciss Manga |  | Mbaye Ndour | Papa Ngor Ndao | Dakar | FALSE | [12 empty] | Senelec | RUT956 | Online | FALSE | TRUE | Rooftop | Outdoor | Self Support Tower | 9 | 9 | FALSE | 1 | Free | 0 | 35002636 |  |  |  |  | Delta Rev12 | 3 | module1: DPR 3000B-48; module2: DPR 3000B-48; module3: DPR 3000B-48 | 9000 | OpZs(Acide) | Classic | 2V | 1080Ah | 1080Ah | 24 | 54 | Bonne | FALSE | [10 empty] | TRUE | Conforme
SNDK0511 | DK1166 | DK_OUAK_CITE_AVION | Silver | 2:45 | 9900 | 14.7223 | -17.4841 | DAKAR | TRUE | Bi-Monthly | Ouakam _ Mermoz _ Yoff | Ouakam _ Mermoz _ Yoff | Ibrahima Faye |  | Narciss Manga |  | Mbaye Ndour | Papa Ngor Ndao | Dakar | FALSE | [12 empty] | Senelec | RUT956 | Online | FALSE | TRUE | Rooftop | Outdoor | Self Support Tower | 9 | 6 | FALSE | 1 | Free | 0 | 30053719 |  |  |  |  | Delta Rev12 | 4 | module1: DPR 3000B-48; module2: DPR 3000B-48; module3: DPR 3000B-48; module4: DPR 3000B-48 | 12000 | OpZs(Acide) | Classic | 2V | 1080Ah | 1080Ah | 24 | 35 | Bonne | FALSE | [10 empty] | TRUE | Conforme
SNDK0527 | DK1167 | DK_PARCELLES_U26 | Silver | 2:45 | 9900 | 14.7547 | -17.4521 | DAKAR | TRUE | Bi-Monthly | Ouakam _ Mermoz _ Yoff | Ouakam _ Mermoz _ Yoff | Ibrahima Faye |  | Narciss Manga |  | Mbaye Ndour | Papa Ngor Ndao | Dakar | FALSE | [12 empty] | Senelec | RUT956 | Online | FALSE | TRUE | Rooftop | Outdoor | Self Support Tower | 9 | 0 | FALSE | 1 | Free | 0 | 30006421 |  |  |  |  | Delta Rev12 | 5 | module1: DPR 3000B-48; module2: DPR 3000B-48; module3: DPR 3000B-48; module4: DPR 3000B-48; module5: DPR 3000B-48 | 15000 | Lithium | Leoch 48V-TB | 48V | 100Ah | 400Ah | 4 | 55 | Bonne | FALSE | [10 empty] | TRUE | Conforme
SNDK0528 | DK1168 | DK_PIK_CITE_ICOTAF | Gold | 2:45 | 9900 | 14.7625 | -17.3878 | DAKAR | TRUE | Monthly | Thiaroye _ Pikine _ Mbao | Thiaroye _ Pikine _ Mbao | Modou Gueye Diouf |  | Abdoulaye Ndiaye |  | Baidy Sall | Papa Ngor Ndao | Dakar | FALSE | [12 empty] | Senelec | RUT955 | Online | FALSE | TRUE | Rooftop | Outdoor | Self Support Tower | 9 | 0 | FALSE | 1 | Free | 0 | 35016960 |  |  |  |  | Delta Rev10 | 5 | module1: DPR 2900B-48; module2: DPR 2900B-48; module3: DPR 2900B-48; module4: DPR 2900B-48; module5: DPR 2900B-48 | 14500 | Lithium | Leoch 48V-TB | 48V | 100Ah | 900Ah | 9 | 36 | Bonne | FALSE | [10 empty] | TRUE | Conforme
SNDK0273 | DK1170 | DK_PIKINE_GAZELLE | Silver | 2:45 | 9900 | 14.75463 | -17.39878 | DAKAR | TRUE | Bi-Monthly | Thiaroye _ Pikine _ Mbao | Thiaroye _ Pikine _ Mbao | Modou Gueye Diouf |  | Abdoulaye Ndiaye |  | Baidy Sall | Papa Ngor Ndao | Dakar | FALSE | [12 empty] | Senelec | RUT956 | Online | FALSE | TRUE | Rooftop | Outdoor | Self Support Tower | 9 | 0 | FALSE | 1 | Free | 0 | 35010421 |  |  |  |  | RBS 6102 | 3 | module1: PSU AC03 - 2500; module2: PSU AC03 - 2500; module3: PSU AC01 - 1800 | 6800 | OpZs(Acide) | Classic | 2V | 1080Ah | 1080Ah | 24 | 31 | Bonne | FALSE | [10 empty] | TRUE | Conforme
SNDK0570 | DK1171 | DK_PIK_MARCHE_ZINC | Gold | 2:45 | 9900 | 14.7644 | -17.3961 | DAKAR | TRUE | Monthly | Parcelles_Guediawaye | Parcelles_Guediawaye | Daouda Ndiaye |  | Moussa Ndiaye |  | Ahmadou Bamba Ndiaye | Papa Ngor Ndao | Dakar | FALSE | [12 empty] | Senelec | RUT955 | Offline | FALSE | TRUE | Rooftop | Outdoor | Guyed Mast | 9 | 0 | FALSE | 1 | Free | 0 | 30034856 |  |  |  |  | Delta Rev10 | 5 | module1: DPR 2900B-48; module2: DPR 2900B-48; module3: DPR 2900B-48; module4: DPR 2900B-48; module5: DPR 2900B-48 | 14500 | Lithium | Leoch 48V-TB | 48V | 100Ah | 900Ah | 9 | 30 | Bonne | FALSE | [10 empty] | TRUE | Conforme
SNDK0867 | DK1175 | DK_RFQ_SANTHIABA | Silver | 2:45 | 9900 | 14.71978 | -17.27198 | DAKAR | TRUE | Bi-Monthly | Rufisque_Bargny | Rufisque_Bargny | Ahmet Diene Hann |  | Mamadou leye Dembele |  | Baidy Sall | Papa Ngor Ndao | Dakar | FALSE | [12 empty] | Senelec | RUT956 | Online | FALSE | TRUE | Rooftop | Outdoor | Self Support Tower | 12 | 0 | FALSE | 1 | Free | 0 | 35016701 |  |  |  |  | RBS 6101 | 4 | module1: PSU AC01 - 1800; module2: PSU AC01 - 1800; module3: PSU AC03 - 2500; module4: PSU AC03 - 2500 | 8600 | OpZs(Acide) | Classic | 2V | 1080Ah | 1080Ah | 24 | 26 | Bonne | FALSE | [10 empty] | TRUE | Conforme
SNDK0818 | DK1176 | DK_CEM_SCAT_URBAM | Silver | 2:45 | 9900 | 14.7378 | -17.4586 | DAKAR | TRUE | Bi-Monthly | Castors _ HLM _ Maristes | Castors _ HLM _ Maristes | Papa Ababacar Nguer |  | Ombouele Embongo FranK |  | Ahmadou Bamba Ndiaye | Papa Ngor Ndao | Dakar | FALSE | [12 empty] | Senelec | RUT956 | Online | FALSE | TRUE | Rooftop | Outdoor | Self Support Tower | 12 | 0 | FALSE | 1 | Free | 0 | 35014911 | Porte Fusible | F - 22x58 | 63 |  | Delta Rev12 | 4 | module1: DPR 3000B-48; module2: DPR 3000B-48; module3: DPR 3000B-48; module4: DPR 3000B-48 | 12000 | Lithium | Leoch 48V-TB | 48V | 100Ah | 400Ah | 4 | 37 | Bonne | FALSE | [10 empty] | TRUE | Conforme
SNDK0983 | DK1178 | DK_MEDINA4 | Silver | 2:45 | 9900 | 14.6766 | -17.4505 | DAKAR | TRUE | Bi-Monthly | Dakar Ouest | Dakar Ouest | El Hadji Koymine Diané |  | Ahmadou Bamba Seck |  | Mbaye Ndour | Papa Ngor Ndao | Dakar | FALSE | [12 empty] | Senelec | RUT956 | Offline | FALSE | TRUE | Rooftop | Outdoor | Guyed Mast | 9 | 0 | FALSE | 1 | Free | 0 | 30048815 |  |  |  |  | RBS 6102 | 3 | module1: PSU AC01 - 1800; module2: PSU AC01 - 1800; module3: PSU AC01 - 1800 | 5400 | Lithium | Leoch 48V-TB | 48V | 100Ah | 300Ah | 3 | 40 | Bonne | FALSE | [10 empty] | TRUE | Conforme
SNDK0279 | DK1182 | DK_YEUMBEUL_AINOU | Silver | 2:45 | 9900 | 14.7888 | -17.3495 | DAKAR | TRUE | Bi-Monthly | Parcelles_Guediawaye | Parcelles_Guediawaye | Daouda Ndiaye |  | Moussa Ndiaye |  | Ahmadou Bamba Ndiaye | Papa Ngor Ndao | Dakar | FALSE | [12 empty] | Senelec | RUT956 | Online | FALSE | TRUE | Rooftop | Outdoor | Guyed Mast | 12 | 0 | FALSE | 1 | Free | 0 | 35007403 |  |  |  |  | Delta Rev12 | 4 | module1: DPR 3000B-48; module2: DPR 3000B-48; module3: DPR 3000B-48; module4: DPR 3000B-48 | 12000 | Lithium | Leoch 48V-TB | 48V | 100Ah | 400Ah | 4 | 28 | Bonne | FALSE | [10 empty] | TRUE | Conforme
SNDK0819 | DK1184 | DK_YOFF_OCEAN | Silver | 2:45 | 9900 | 14.7596 | -17.4834 | DAKAR | TRUE | Bi-Monthly | Ouakam _ Mermoz _ Yoff | Ouakam _ Mermoz _ Yoff | Ibrahima Faye |  | Narciss Manga |  | Mbaye Ndour | Papa Ngor Ndao | Dakar | FALSE | [12 empty] | Senelec | RUT956 | Online | FALSE | TRUE | Rooftop | Outdoor | Self Support Tower | 9 | 0 | FALSE | 1 | Free | 0 | 35006592 |  |  |  |  | RBS 6102 | 4 | module1: PSU AC01 - 1800; module2: PSU AC03 - 2500; module3: PSU AC03 - 2500; module4: PSU AC03 - 2500 | 9300 | OpZs(Acide) | Classic | 2V | 1080Ah | 1080Ah | 24 | 39 | Bonne | FALSE | [10 empty] | TRUE | Conforme
SNDK0822 | DK1207 | DK_HLM2 | Silver | 2:45 | 9900 | 14.7142 | -17.4431 | DAKAR | TRUE | Bi-Monthly | Castors _ HLM _ Maristes | Castors _ HLM _ Maristes | Papa Ababacar Nguer |  | Ombouele Embongo FranK |  | Ahmadou Bamba Ndiaye | Papa Ngor Ndao | Dakar | FALSE | [12 empty] | Senelec | RUT955 | Online | FALSE | TRUE | Rooftop | Outdoor | Guyed Mast | 9 | 0 | FALSE | 1 | Free | 0 | 35004430 |  |  |  |  | Delta Rev10 | 5 | module1: DPR 2900B-48; module2: DPR 2900B-48; module3: DPR 2900B-48; module4: DPR 2900B-48; module5: DPR 2900B-48 | 14500 | Lithium | Leoch 48V-TB | 48V | 100Ah | 400Ah | 4 | 35 | Bonne | FALSE | [10 empty] | TRUE | Conforme
SNDK0138 | DK1212 | DK_THIAROYE_SAM_SAM1 | Silver | 2:45 | 9900 | 14.76379 | -17.36261 | DAKAR | TRUE | Bi-Monthly | Thiaroye _ Pikine _ Mbao | Thiaroye _ Pikine _ Mbao | Modou Gueye Diouf |  | Abdoulaye Ndiaye |  | Baidy Sall | Papa Ngor Ndao | Dakar | FALSE | [12 empty] | Senelec | RUT956 | Online | FALSE | TRUE | Rooftop | Outdoor | Guyed Mast | 12 | 0 | FALSE | 1 | Free | 0 | 35003581 |  |  |  |  | RBS 6102 | 4 | module1: PSU AC03 - 2500; module2: PSU AC03 - 2500; module3: PSU AC03 - 2500; module4: PSU AC03 - 2500 | 10000 | OpZs(Acide) | Classic | 2V | 1080Ah | 1080Ah | 24 | 64 | Bonne | FALSE | [10 empty] | TRUE | Conforme
SNDK1035 | DK1215 | DK_KEUR_MASSAR_U5 | Silver | 2:45 | 9900 | 14.779 | -17.3214 | DAKAR | TRUE | Bi-Monthly | Keur Massar _ Bambilor | Keur Massar _ Bambilor | Ibrahima Konate |  | Oumar Ndiaye |  | Baidy Sall | Papa Ngor Ndao | Dakar | FALSE | [12 empty] | Senelec | RUT956 | Online | FALSE | TRUE | Rooftop | Outdoor | Guyed Mast | 12 | 0 | FALSE | 1 | Free | 0 | 30045698 |  |  |  |  | RBS 6102 | 4 | module1: PSU AC03 - 2500; module2: PSU AC03 - 2500; module3: PSU AC03 - 2500; module4: PSU AC03 - 2500 | 10000 | OpZs(Acide) | Classic | 2V | 1080Ah | 1080Ah | 24 | 41 | Bonne | FALSE | [10 empty] | TRUE | Conforme
SNDK0878 | DK1217 | DK_PIKINE_ICOTAF2 | Gold | 2:45 | 9900 | 14.7554 | -17.3903 | DAKAR | TRUE | Monthly | Thiaroye _ Pikine _ Mbao | Thiaroye _ Pikine _ Mbao | Modou Gueye Diouf |  | Abdoulaye Ndiaye |  | Baidy Sall | Papa Ngor Ndao | Dakar | FALSE | [12 empty] | Senelec | RUT955 | Online | FALSE | TRUE | Rooftop | Outdoor | Guyed Mast | 9 | 0 | FALSE | 1 | Free | 0 | 30049808 |  |  |  |  | Delta Rev10 | 5 | module1: DPR 2900B-48; module2: DPR 2900B-48; module3: DPR 2900B-48; module4: DPR 2900B-48; module5: DPR 2900B-48 | 14500 | Lithium | Leoch 48V-TB | 48V | 100Ah | 900Ah | 9 | 15 | Bonne | FALSE | [10 empty] | TRUE | Conforme
SNDK0571 | DK1224 | DK_YEUMBEUL_GANDIOL | Silver | 2:45 | 9900 | 14.7761 | -17.3643 | DAKAR | TRUE | Bi-Monthly | Thiaroye _ Pikine _ Mbao | Thiaroye _ Pikine _ Mbao | Modou Gueye Diouf |  | Abdoulaye Ndiaye |  | Baidy Sall | Papa Ngor Ndao | Dakar | FALSE | [12 empty] | Senelec | RUT956 | Online | FALSE | TRUE | Rooftop | Outdoor | Guyed Mast | 9 | 0 | FALSE | 1 | Free | 0 | 35001195 | Porte Fusible | F - 22x58 | 63 |  | Delta Rev10 | 4 | module1: DPR 2900B-48; module2: DPR 2900B-48; module3: DPR 2900B-48; module4: DPR 2900B-48 | 11600 | Lithium | Leoch 48V-TB | 48V | 100Ah | 400Ah | 4 | 32 | Bonne | FALSE | [10 empty] | TRUE | Conforme
SNDK0375 | DK1229 | DK_BENEU_TALLY | Silver | 2:45 | 9900 | 14.71244 | -17.44901 | DAKAR | TRUE | Bi-Monthly | Castors _ HLM _ Maristes | Castors _ HLM _ Maristes | Papa Ababacar Nguer |  | Ombouele Embongo FranK |  | Ahmadou Bamba Ndiaye | Papa Ngor Ndao | Dakar | FALSE | [12 empty] | Senelec | RUT956 | Online | FALSE | TRUE | Rooftop | Outdoor | Guyed Mast | 9 | 0 | FALSE | 1 | Free | 0 | 3001975 |  |  |  |  | RBS 6102 | 3 | module1: PSU AC01 - 1800; module2: PSU AC01 - 1800; module3: PSU AC01 - 1800 | 5400 | OpZs(Acide) | Classic | 2V | 1080Ah | 1080Ah | 24 | 32 | Bonne | FALSE | [10 empty] | TRUE | Conforme
SNDK1036 | DK1232 | DK_TIV_PEUL_MARCH | Silver | 2:45 | 9900 | 14.8068 | -17.2805 | DAKAR | TRUE | Bi-Monthly | Keur Massar _ Bambilor | Keur Massar _ Bambilor | Ibrahima Konate |  | Oumar Ndiaye |  | Baidy Sall | Papa Ngor Ndao | Dakar | FALSE | [12 empty] | Senelec | RUT956 | Online | FALSE | TRUE | Rooftop | Outdoor | Guyed Mast | 12 | 6 | FALSE | 1 | Free | 0 | 30049243 |  |  |  |  | Delta Rev12 | 4 | module1: DPR 3000B-48; module2: DPR 3000B-48; module3: DPR 3000B-48; module4: DPR 3000B-48 | 12000 | Lithium | Leoch 48V-TB | 48V | 100Ah | 400Ah | 4 | 39 | Bonne | FALSE | [10 empty] | TRUE | Conforme
SNDK0984 | DK1234 | DK_NOROLEC | Silver | 2:45 | 9900 | 14.7063 | -17.4494 | DAKAR | TRUE | Bi-Monthly | Dakar Ouest | Dakar Ouest | El Hadji Koymine Diané |  | Ahmadou Bamba Seck |  | Mbaye Ndour | Papa Ngor Ndao | Dakar | FALSE | [12 empty] | Senelec | RUT956 | Online | FALSE | TRUE | Rooftop | Outdoor | Guyed Mast | 12 | 2 | FALSE | 1 | Free | 0 | 30018138 |  |  |  |  | Delta Rev12 | 5 | module1: DPR 3000B-48; module2: DPR 3000B-48; module3: DPR 3000B-48; module4: DPR 3000B-48; module5: DPR 3000B-48 | 15000 | OpZs(Acide) | Classic | 2V | 1080Ah | 1080Ah | 24 | 111 | Bonne | FALSE | [10 empty] | TRUE | Conforme
SNDK1045 | DK1268 | DK_PIK_MARNANE3 | Silver | 2:45 | 9900 | 14.7511 | -17.3847 | DAKAR | TRUE | Bi-Monthly | Thiaroye _ Pikine _ Mbao | Thiaroye _ Pikine _ Mbao | Modou Gueye Diouf |  | Abdoulaye Ndiaye |  | Baidy Sall | Papa Ngor Ndao | Dakar | FALSE | [12 empty] | Senelec | RUT956 | Online | FALSE | TRUE | Rooftop | Outdoor | Guyed Mast | 12 | 3 | FALSE | 1 | Free | 0 | 30047234 |  |  |  |  | Delta Rev12 | 3 | module1: DPR 3000B-48; module2: DPR 3000B-48; module3: DPR 3000B-48 | 9000 | OpZs(Acide) | Classic | 2V | 1080Ah | 1080Ah | 24 | 56 | Bonne | FALSE | [10 empty] | TRUE | Conforme
SNDK0142 | DK1305 | DK_CAMBERENE_MBANE | Silver | 2:45 | 9900 | 14.7675 | -17.4337 | DAKAR | TRUE | Bi-Monthly | Parcelles_Guediawaye | Parcelles_Guediawaye | Daouda Ndiaye |  | Moussa Ndiaye |  | Ahmadou Bamba Ndiaye | Papa Ngor Ndao | Dakar | FALSE | [12 empty] | Senelec | RUT956 | Online | FALSE | TRUE | Rooftop | Outdoor | Guyed Mast | 10 | 0 | FALSE | 1 | Free | 0 | 30013577 |  |  |  |  | RBS 6102 | 3 | module1: PSU AC01 - 1800; module2: PSU AC01 - 1800; module3: PSU AC01 - 1800 | 5400 | OpZs(Acide) | Classic | 2V | 1080Ah | 1080Ah | 24 | 27 | Bonne | FALSE | [10 empty] | TRUE | Non Conforme
SNDK0575 | DK1322 | DK_PLAN_JAXAY | Silver | 2:45 | 9900 | 14.76375 | -17.28071 | DAKAR | TRUE | Bi-Monthly | Keur Massar _ Bambilor | Keur Massar _ Bambilor | Ibrahima Konate |  | Oumar Ndiaye |  | Baidy Sall | Papa Ngor Ndao | Dakar | FALSE | [12 empty] | Senelec | RUT956 | Online | FALSE | TRUE | Rooftop | Outdoor | Guyed Mast | 12 | 8 | FALSE | 1 | Free | 0 | 30047891 |  |  |  |  | Delta Rev12 | 4 | module1: DPR 3000B-48; module2: DPR 3000B-48; module3: DPR 3000B-48; module4: DPR 3000B-48 | 12000 | OpZs(Acide) | Classic | 2V | 1080Ah | 1080Ah | 24 | 48 | Bonne | FALSE | [10 empty] | TRUE | Conforme
SNDK0427 | DK1345 | DK_MB_FALL_POSTE | Gold | 2:45 | 9900 | 14.74006 | -17.3206 | DAKAR | TRUE | Monthly | Thiaroye _ Pikine _ Mbao | Thiaroye _ Pikine _ Mbao | Modou Gueye Diouf |  | Abdoulaye Ndiaye |  | Baidy Sall | Papa Ngor Ndao | Dakar | FALSE | [12 empty] | Senelec | RUT955 | Online | FALSE | TRUE | Rooftop | Outdoor | Self Support Tower | 12 | 1 | FALSE | 1 | Free | 0 | 30036447 |  |  |  |  | Delta Rev10 | 5 | module1: DPR 2900B-48; module2: DPR 2900B-48; module3: DPR 2900B-48; module4: DPR 2900B-48; module5: DPR 2900B-48 | 14500 | Lithium | Leoch 48V-TB | 48V | 100Ah | 900Ah | 9 | 34 | Bonne | FALSE | [10 empty] | TRUE | Conforme
SNDK0093 | DK1346 | DK_LIB6_CAMP_PENAL | Silver | 2:45 | 9900 | 14.7323 | -17.4608 | DAKAR | TRUE | Bi-Monthly | Castors _ HLM _ Maristes | Castors _ HLM _ Maristes | Papa Ababacar Nguer |  | Ombouele Embongo FranK |  | Ahmadou Bamba Ndiaye | Papa Ngor Ndao | Dakar | FALSE | [12 empty] | Senelec | RUT956 | Online | FALSE | TRUE | Rooftop | Outdoor | Self Support Tower | 9 | 0 | FALSE | 1 | Free | 0 | 35009022 |  |  |  |  | RBS 6102 | 4 | module1: PSU AC03 - 2500; module2: PSU AC03 - 2500; module3: PSU AC03 - 2500; module4: PSU AC03 - 2500 | 10000 | OpZs(Acide) | Classic | 2V | 1080Ah | 1080Ah | 24 | 40 | Bonne | FALSE | [10 empty] | TRUE | Conforme
SNDK0512 | DK1350 | DK_CITE_MILLIONAIRE | Silver | 2:45 | 9900 | 14.7429 | -17.4451 | DAKAR | TRUE | Bi-Monthly | Castors _ HLM _ Maristes | Castors _ HLM _ Maristes | Papa Ababacar Nguer |  | Ombouele Embongo FranK |  | Ahmadou Bamba Ndiaye | Papa Ngor Ndao | Dakar | FALSE | [12 empty] | Senelec | RUT956 | Online | FALSE | TRUE | Rooftop | Outdoor | Guyed Mast | 9 | 0 | FALSE | 1 | Free | 0 | 30022402 |  |  |  |  | RBS 6102 | 4 | module1: PSU AC03 - 2500; module2: PSU AC03 - 2500; module3: PSU AC03 - 2500; module4: PSU AC03 - 2500 | 10000 | OpZs(Acide) | Classic | 2V | 1080Ah | 1080Ah | 24 | 61 | Bonne | FALSE | [10 empty] | TRUE | Conforme
SNDK0287 | DK1353 | DK_KEUR_MASSAR6 | Silver | 2:45 | 9900 | 14.7752 | -17.3009 | DAKAR | TRUE | Bi-Monthly | Keur Massar _ Bambilor | Keur Massar _ Bambilor | Ibrahima Konate |  | Oumar Ndiaye |  | Baidy Sall | Papa Ngor Ndao | Dakar | FALSE | [12 empty] | Senelec | RUT956 | Online | FALSE | TRUE | Rooftop | Outdoor | Guyed Mast | 9 | 0 | FALSE | 1 | Free | 0 | 30050005 |  |  |  |  | RBS 6101 | 4 | module1: PSU AC01 - 1800; module2: PSU AC01 - 1800; module3: PSU AC01 - 1800; module4: PSU AC03 - 2500 | 7900 | Lithium | Leoch 48V-TB | 48V | 100Ah | 300Ah | 3 | 36 | Bonne | FALSE | [10 empty] | TRUE | Conforme
SNDK0721 | DK1361 | DK_CAMBERENE_CIMETIERE | Gold | 2:45 | 9900 | 14.77003 | -17.42461 | DAKAR | TRUE | Monthly | Parcelles_Guediawaye | Parcelles_Guediawaye | Daouda Ndiaye |  | Moussa Ndiaye |  | Ahmadou Bamba Ndiaye | Papa Ngor Ndao | Dakar | FALSE | [12 empty] | Senelec | RUT955 | Online | FALSE | TRUE | Rooftop | Outdoor | Self Support Tower | 12 | 0 | FALSE | 1 | Free | 0 | 30050629 |  |  |  |  | Delta Rev12 | 5 | module1: DPR 3000B-48; module2: DPR 3000B-48; module3: DPR 3000B-48; module4: DPR 3000B-48; module5: DPR 3000B-48 | 15000 | Lithium | Leoch 48V-TB | 48V | 100Ah | 400Ah | 4 | 35 | Bonne | FALSE | [10 empty] | TRUE | Conforme
SNDK0143 | DK1363 | DK_DIAKSAO2 | Silver | 2:45 | 9900 | 14.75694 | -17.3635 | DAKAR | TRUE | Bi-Monthly | Thiaroye _ Pikine _ Mbao | Thiaroye _ Pikine _ Mbao | Modou Gueye Diouf |  | Abdoulaye Ndiaye |  | Baidy Sall | Papa Ngor Ndao | Dakar | FALSE | [12 empty] | Senelec | RUT956 | Online | FALSE | TRUE | Rooftop | Outdoor | Self Support Tower | 9 | 0 | FALSE | 1 | Free | 0 | 30006568 |  |  |  |  | RBS 6101 | 3 | module1: PSU AC01 - 1800; module2: PSU AC03 - 2500; module3: PSU AC03 - 2500 | 6800 | OpZs(Acide) | Classic | 2V | 1080Ah | 1080Ah | 24 | 30 | Bonne | FALSE | [10 empty] | TRUE | Conforme
SNDK0144 | DK1364 | DK_FASS MBAO_BIS | Silver | 2:45 | 9900 | 14.7695 | -17.35197 | DAKAR | TRUE | Bi-Monthly | Thiaroye _ Pikine _ Mbao | Thiaroye _ Pikine _ Mbao | Modou Gueye Diouf |  | Abdoulaye Ndiaye |  | Baidy Sall | Papa Ngor Ndao | Dakar | FALSE | [12 empty] | Senelec | RUT956 | Online | FALSE | TRUE | Rooftop | Outdoor | Self Support Tower | 9 | 0 | FALSE | 1 | Free | 0 | 14202469418 |  |  |  |  | RBS 6101 | 4 | module1: PSU AC03 - 2500; module2: PSU AC03 - 2500; module3: PSU AC03 - 2500; module4: PSU AC03 - 2500 | 10000 | Lithium | Leoch 48V-TB | 48V | 100Ah | 300Ah | 3 | 35 | Bonne | FALSE | [10 empty] | TRUE | Conforme
SNDK0094 | DK1365 | DK_GENDARMERIE_FDT | Silver | 2:45 | 9900 | 14.73086 | -17.45253 | DAKAR | TRUE | Bi-Monthly | Castors _ HLM _ Maristes | Castors _ HLM _ Maristes | Papa Ababacar Nguer |  | Ombouele Embongo FranK |  | Ahmadou Bamba Ndiaye | Papa Ngor Ndao | Dakar | FALSE | [12 empty] | Senelec | RUT956 | Online | FALSE | TRUE | Rooftop | Outdoor | Self Support Tower | 9 | 1 | FALSE | 1 | Free | 0 | 30034923 |  |  |  |  | RBS 6101 | 3 | module1: PSU AC03 - 2500; module2: PSU AC03 - 2500; module3: PSU AC03 - 2500 | 7500 | OpZs(Acide) | Classic | 2V | 1080Ah | 1080Ah | 24 | 40 | Bonne | FALSE | [10 empty] | TRUE | Non Conforme
SNDK0513 | DK1366 | DK_GRAND DAKAR2 | Platinum | 2:45 | 9900 | 14.70886 | -17.45633 | DAKAR | TRUE | Monthly | Dakar Ouest | Dakar Ouest | El Hadji Koymine Diané |  | Ahmadou Bamba Seck |  | Mbaye Ndour | Papa Ngor Ndao | Dakar | FALSE | [12 empty] | Senelec | RUT955 | Online | FALSE | TRUE | Rooftop | Outdoor | Self Support Tower | 9 | 5 | FALSE | 1 | Free | 0 | 30049365 |  |  |  |  | Delta Rev10 | 5 | module1: DPR 2900B-48; module2: DPR 2900B-48; module3: DPR 2900B-48; module4: DPR 2900B-48; module5: DPR 2900B-48 | 14500 | Lithium | Leoch 48V-TB | 48V | 100Ah | 900Ah | 9 | 69 | Bonne | FALSE | [10 empty] | TRUE | Conforme
SNDK0428 | DK1367 | DK_GUEDIAWAYE_STADE | Silver | 2:45 | 9900 | 14.77436 | -17.39261 | DAKAR | TRUE | Bi-Monthly | Parcelles_Guediawaye | Parcelles_Guediawaye | Daouda Ndiaye |  | Moussa Ndiaye |  | Ahmadou Bamba Ndiaye | Papa Ngor Ndao | Dakar | FALSE | [12 empty] | Senelec | RUT956 | Online | FALSE | TRUE | Rooftop | Outdoor | Self Support Tower | 9 | 0 | FALSE | 1 | Free | 0 | 30051324 |  |  |  |  | RBS 6101 | 4 | module1: PSU AC03 - 2500; module2: PSU AC03 - 2500; module3: PSU AC03 - 2500; module4: PSU AC03 - 2500 | 10000 | OpZs(Acide) | Classic | 2V | 1080Ah | 1080Ah | 24 | 45 | Bonne | FALSE | [10 empty] | TRUE | Conforme
SNDK0576 | DK1368 | DK_HLM_GRAND_MEDINE | Silver | 2:45 | 9900 | 14.75903 | -17.45036 | DAKAR | TRUE | Bi-Monthly | Ouakam _ Mermoz _ Yoff | Ouakam _ Mermoz _ Yoff | Ibrahima Faye |  | Narciss Manga |  | Mbaye Ndour | Papa Ngor Ndao | Dakar | FALSE | [12 empty] | Senelec | RUT956 | Online | FALSE | TRUE | Rooftop | Outdoor | Self Support Tower | 9 | 4 | FALSE | 1 | Free | 0 | 35005861 |  |  |  |  | RBS 6102 | 4 | module1: PSU AC03 - 2500; module2: PSU AC03 - 2500; module3: PSU AC03 - 2500; module4: PSU AC01 - 1800 | 9300 | Lithium | Leoch 48V-TB | 48V | 100Ah | 400Ah | 4 | 37 | Bonne | FALSE | [10 empty] | TRUE | Non Conforme
SNDK0429 | DK1370 | DK_KEUR MASSAR8 | Silver | 2:45 | 9900 | 14.77887 | -17.33565 | DAKAR | TRUE | Bi-Monthly | Keur Massar _ Bambilor | Keur Massar _ Bambilor | Ibrahima Konate |  | Oumar Ndiaye |  | Baidy Sall | Papa Ngor Ndao | Dakar | FALSE | [12 empty] | Senelec | RUT956 | Online | FALSE | TRUE | Rooftop | Outdoor | Self Support Tower | 9 | 1 | FALSE | 1 | Free | 0 | 30009596 |  |  |  |  | Enclosure 6130 | 4 | module1: MR 3000B-48; module2: MR 3000B-48; module3: MR 3000B-48; module4: MR 3000B-48; module9: 12000 | 12000 | OpZs(Acide) | Classic | 2V | 1080Ah | 1080Ah | 24 | 24 | Bonne | FALSE | [10 empty] | TRUE | Conforme
SNDK0514 | DK1372 | DK_MEDINA2 | Silver | 2:45 | 9900 | 14.68847 | -17.45639 | DAKAR | TRUE | Bi-Monthly | Dakar Ouest | Dakar Ouest | El Hadji Koymine Diané |  | Ahmadou Bamba Seck |  | Mbaye Ndour | Papa Ngor Ndao | Dakar | FALSE | [12 empty] | Senelec | RUT956 | Offline | FALSE | TRUE | Rooftop | Outdoor | Self Support Tower | 12 | 0 | FALSE | 1 | Free | 0 | 30051434 |  |  |  |  | Enclosure 6130 | 4 | module1: MR 3000B-48; module2: MR 3000B-48; module3: MR 3000B-48; module4: MR 3000B-48; module9: 12000 | 12000 | Lithium | Leoch 48V-TB | 48V | 100Ah | 400Ah | 4 | 39 | Bonne | FALSE | [10 empty] | TRUE | Conforme
SNDK0529 | DK1374 | DK_OUAKAM_MONUMENT | Silver | 2:45 | 9900 | 14.7238 | -17.4923 | DAKAR | TRUE | Bi-Monthly | Ouakam _ Mermoz _ Yoff | Ouakam _ Mermoz _ Yoff | Ibrahima Faye |  | Narciss Manga |  | Mbaye Ndour | Papa Ngor Ndao | Dakar | FALSE | [12 empty] | Senelec | RUT956 | Online | FALSE | TRUE | Rooftop | Outdoor | Self Support Tower | 9 | 0 | FALSE | 1 | Free | 0 | 30051060 |  |  |  |  | RBS 6101 | 3 | module1: PSU AC03 - 2500; module2: PSU AC03 - 2500; module3: PSU AC03 - 2500 | 7500 | Lithium | Leoch 48V-TB | 48V | 100Ah | 400Ah | 4 | 32 | Bonne | FALSE | [10 empty] | TRUE | Conforme
SNDK0577 | DK1377 | DK_PIKINE_OUEST3 | Silver | 2:45 | 9900 | 14.74753 | -17.40322 | DAKAR | TRUE | Bi-Monthly | Thiaroye _ Pikine _ Mbao | Thiaroye _ Pikine _ Mbao | Modou Gueye Diouf |  | Abdoulaye Ndiaye |  | Baidy Sall | Papa Ngor Ndao | Dakar | FALSE | [12 empty] | Senelec | RUT956 | Online | FALSE | TRUE | Rooftop | Outdoor | Self Support Tower | 9 | 0 | FALSE | 1 | Free | 0 | 30050619 |  |  |  |  | RBS 6101 | 4 | module1: PSU AC03 - 2500; module2: PSU AC03 - 2500; module3: PSU AC03 - 2500; module4: PSU AC03 - 2500 | 10000 | OpZs(Acide) | Classic | 2V | 1080Ah | 1080Ah | 24 | 40 | Bonne | FALSE | [10 empty] | TRUE | Conforme
SNDK0578 | DK1378 | DK_RUFISQUE4 | Gold | 2:45 | 9900 | 14.71603 | -17.27636 | DAKAR | TRUE | Monthly | Rufisque_Bargny | Rufisque_Bargny | Ahmet Diene Hann |  | Mamadou leye Dembele |  | Baidy Sall | Papa Ngor Ndao | Dakar | FALSE | [12 empty] | Senelec | RUT955 | Online | FALSE | TRUE | Rooftop | Outdoor | Self Support Tower | 9 | 4 | FALSE | 1 | Free | 0 | 30051307 |  |  |  |  | Delta Rev10 | 5 | module1: DPR 2900B-48; module2: DPR 2900B-48; module3: DPR 2900B-48; module4: DPR 2900B-48; module5: DPR 2900B-48 | 14500 | Lithium | Leoch 48V-TB | 48V | 100Ah | 800Ah | 8 | 42 | Bonne | FALSE | [10 empty] | TRUE | Conforme
SNDK0883 | DK1379 | DK_RUFISQUE5 | Silver | 2:45 | 9900 | 14.73678 | -17.27878 | DAKAR | TRUE | Bi-Monthly | Rufisque_Bargny | Rufisque_Bargny | Ahmet Diene Hann |  | Mamadou leye Dembele |  | Baidy Sall | Papa Ngor Ndao | Dakar | FALSE | [12 empty] | Senelec | RUT956 | Online | FALSE | TRUE | Rooftop | Outdoor | Self Support Tower | 9 | 0 | FALSE | 1 | Free | 0 | 35011493 |  |  |  |  | RBS 6101 | 4 | module1: PSU AC03 - 2500; module2: PSU AC01 - 1800; module3: PSU AC01 - 1800; module4: PSU AC01 - 1800 | 7900 | OpZs(Acide) | Classic | 2V | 1080Ah | 1080Ah | 24 | 30 | Bonne | FALSE | [10 empty] | TRUE | Conforme
SNDK0722 | DK1380 | DK_THIAROYE SUR MER | Silver | 2:45 | 9900 | 14.74153 | -17.38117 | DAKAR | TRUE | Bi-Monthly | Thiaroye _ Pikine _ Mbao | Thiaroye _ Pikine _ Mbao | Modou Gueye Diouf |  | Abdoulaye Ndiaye |  | Baidy Sall | Papa Ngor Ndao | Dakar | FALSE | [12 empty] | Senelec | RUT956 | Online | FALSE | TRUE | Rooftop | Outdoor | Self Support Tower | 12 | 0 | FALSE | 1 | Free | 0 | 32352 |  |  |  |  | Delta Rev12 | 4 | module1: DPR 3000B-48; module2: DPR 3000B-48; module3: DPR 3000B-48; module4: DPR 3000B-48 | 12000 | Lithium | Leoch 48V-TB | 48V | 100Ah | 600Ah | 6 | 41 | Bonne | FALSE | [10 empty] | TRUE | Conforme
SNDK1214 | DK1381 | DK_THIAROYE_BIS | Gold | 2:45 | 9900 | 14.75926 | -17.38095 | DAKAR | TRUE | Monthly | Thiaroye _ Pikine _ Mbao | Thiaroye _ Pikine _ Mbao | Modou Gueye Diouf |  | Abdoulaye Ndiaye |  | Baidy Sall | Papa Ngor Ndao | Dakar | FALSE | [12 empty] | Senelec | RUT955 | Online | FALSE | TRUE | Rooftop | Outdoor | Self Support Tower | 9 | 0 | FALSE | 1 | Free | 0 | 30008699 |  |  |  |  | Delta Rev10 | 5 | module1: DPR 2900B-48; module2: DPR 2900B-48; module3: DPR 2900B-48; module4: DPR 2900B-48; module5: DPR 2900B-48 | 14500 | Lithium | Leoch 48V-TB | 48V | 100Ah | 900Ah | 9 | 75 | Bonne | FALSE | [10 empty] | TRUE | Conforme
SNDK0145 | DK1383 | DK_ZAK MBAO | Silver | 2:45 | 9900 | 14.73999 | -17.29862 | DAKAR | TRUE | Bi-Monthly | Rufisque_Bargny | Rufisque_Bargny | Ahmet Diene Hann |  | Mamadou leye Dembele |  | Baidy Sall | Papa Ngor Ndao | Dakar | FALSE | [12 empty] | Senelec | RUT956 | Online | FALSE | TRUE | Rooftop | Outdoor | Self Support Tower | 9 | 4 | FALSE | 1 | Free | 0 | 30050611 |  |  |  |  | RBS 6101 | 4 | module1: PSU AC01 - 1800; module2: PSU AC03 - 2500; module3: PSU AC03 - 2500; module4: PSU AC03 - 2500 | 9300 | OpZs(Acide) | Classic | 2V | 1080Ah | 1080Ah | 24 | 27 | Bonne | FALSE | [10 empty] | TRUE | Conforme
SNDK1166 | DK1384 | DK_ZONE DE CAPTAGE | Gold | 2:45 | 9900 | 14.7375 | -17.44706 | DAKAR | TRUE | Monthly | Castors _ HLM _ Maristes | Castors _ HLM _ Maristes | Papa Ababacar Nguer |  | Ombouele Embongo FranK |  | Ahmadou Bamba Ndiaye | Papa Ngor Ndao | Dakar | FALSE | [12 empty] | Senelec | RUT955 | Online | FALSE | TRUE | Rooftop | Outdoor | Self Support Tower | 9 | 0 | FALSE | 1 | Free | 0 | 30050194 |  |  |  |  | Delta Rev10 | 5 | module1: DPR 2900B-48; module2: DPR 2900B-48; module3: DPR 2900B-48; module4: DPR 2900B-48; module5: DPR 2900B-48 | 14500 | Lithium | Leoch 48V-TB | 48V | 100Ah | 900Ah | 9 | 63 | Bonne | FALSE | [10 empty] | TRUE | Conforme
SNDK0530 | DK1385 | DK_MARISTE2 | Silver | 2:45 | 9900 | 14.73678 | -17.42114 | DAKAR | TRUE | Bi-Monthly | Castors _ HLM _ Maristes | Castors _ HLM _ Maristes | Papa Ababacar Nguer |  | Ombouele Embongo FranK |  | Ahmadou Bamba Ndiaye | Papa Ngor Ndao | Dakar | FALSE | [12 empty] | Senelec | Pas de RMS | Pas de RMS | FALSE | TRUE | Rooftop | Outdoor | Self Support Tower | 9 | 7 | FALSE | 1 | Free | 0 | 35000319 |  |  |  |  | RBS 6101 | 3 | module1: PSU AC03 - 2500; module2: PSU AC03 - 2500; module3: PSU AC03 - 2500 | 7500 | OpZs(Acide) | Classic | 2V | 1080Ah | 1080Ah | 24 | 40 | Bonne | FALSE | [10 empty] | TRUE | Conforme
SNDK0674 | DK1409 | DK_CITE_KEUR_GORGUI | Silver | 2:45 | 9900 | 14.71238 | -17.46794 | DAKAR | TRUE | Bi-Monthly | Castors _ HLM _ Maristes | Castors _ HLM _ Maristes | Papa Ababacar Nguer |  | Ombouele Embongo FranK |  | Ahmadou Bamba Ndiaye | Papa Ngor Ndao | Dakar | FALSE | [12 empty] | Senelec | RUT956 | Online | FALSE | TRUE | Rooftop | Outdoor | Self Support Tower | 9 | 0 | FALSE | 1 | Free | 0 | 35013546 |  |  |  |  | Delta Rev12 | 4 | module1: DPR 3000B-48; module2: DPR 3000B-48; module3: DPR 3000B-48; module4: DPR 3000B-48 | 12000 | OpZV(Sans entretien) | BAE | 2V | 650Ah | 650Ah | 24 | 46 | A changer | FALSE | [10 empty] | TRUE | Conforme
SNDK1047 | DK1410 | DK_SOPRIM_EXTENSION | Gold | 2:45 | 9900 | 14.75437 | -17.43055 | DAKAR | TRUE | Monthly | Parcelles_Guediawaye | Parcelles_Guediawaye | Daouda Ndiaye |  | Moussa Ndiaye |  | Ahmadou Bamba Ndiaye | Papa Ngor Ndao | Dakar | FALSE | [12 empty] | Senelec | RUT955 | Online | FALSE | TRUE | Rooftop | Outdoor | Self Support Tower | 12 | 0 | FALSE | 1 | Free | 0 | 30003900 |  |  |  |  | Delta Rev10 | 5 | module1: DPR 2900B-48; module2: DPR 2900B-48; module3: DPR 2900B-48; module4: DPR 2900B-48; module5: DPR 2900B-48 | 14500 | Lithium | Leoch 48V-TB | 48V | 100Ah | 800Ah | 8 | 37 | Bonne | FALSE | [10 empty] | TRUE | Conforme
SNDK0724 | DK1414 | DK_YEUMBEUL ASECNA | Silver | 2:45 | 9900 | 14.7837 | -17.36332 | DAKAR | TRUE | Bi-Monthly | Parcelles_Guediawaye | Parcelles_Guediawaye | Daouda Ndiaye |  | Moussa Ndiaye |  | Ahmadou Bamba Ndiaye | Papa Ngor Ndao | Dakar | FALSE | [12 empty] | Senelec | RUT | Online | FALSE | TRUE | Rooftop | Outdoor | Self Support Tower | 12 | 0 | FALSE | 1 | Free | 0 | 30004563 |  |  |  |  | RBS 6101 | 4 | module1: PSU AC03 - 2500; module2: PSU AC01 - 1800; module3: PSU AC01 - 1800; module4: PSU AC01 - 1800 | 7900 | Lithium | Leoch 48V-TB | 48V | 100Ah | 400Ah | 4 | 21 | Bonne | FALSE | [10 empty] | TRUE | Conforme
SNDK1048 | DK1415 | DK_YEUMBEUL_BENE_BARACK | Gold | 2:45 | 9900 | 14.78029 | -17.35564 | DAKAR | TRUE | Monthly | Parcelles_Guediawaye | Parcelles_Guediawaye | Daouda Ndiaye |  | Moussa Ndiaye |  | Ahmadou Bamba Ndiaye | Papa Ngor Ndao | Dakar | FALSE | [12 empty] | Senelec | RUT955 | Online | FALSE | TRUE | Rooftop | Outdoor | Self Support Tower | 12 | 0 | FALSE | 1 | Free | 0 | 35013740 |  |  |  |  | Delta Rev10 | 5 | module1: DPR 2900B-48; module2: DPR 2900B-48; module3: DPR 2900B-48; module4: DPR 2900B-48; module5: DPR 2900B-48 | 14500 | Lithium | Leoch 48V-TB | 48V | 100Ah | 700Ah | 7 | 35 | Bonne | FALSE | [10 empty] | TRUE | Conforme
SNDK0725 | DK1416 | DK_THIAROYE_ORYX | Gold | 2:45 | 9900 | 14.74375 | -17.3774 | DAKAR | TRUE | Monthly | Thiaroye _ Pikine _ Mbao | Thiaroye _ Pikine _ Mbao | Modou Gueye Diouf |  | Abdoulaye Ndiaye |  | Baidy Sall | Papa Ngor Ndao | Dakar | FALSE | [12 empty] | Senelec | RUT955 | Online | FALSE | TRUE | Rooftop | Outdoor | Self Support Tower | 12 | 0 | FALSE | 1 | Free | 0 | 35016773 |  |  |  |  | Delta Rev10 | 5 | module1: DPR 2900B-48; module2: DPR 2900B-48; module3: DPR 2900B-48; module4: DPR 2900B-48; module5: DPR 2900B-48 | 14500 | Lithium | Leoch 48V-TB | 48V | 100Ah | 800Ah | 8 | 80 | Bonne | FALSE | [10 empty] | TRUE | Conforme
SNDK1057 | DK1417 | DK_TECHNOPOLE | Silver | 2:45 | 9900 | 14.7523 | -17.4046 | DAKAR | TRUE | Bi-Monthly | Thiaroye _ Pikine _ Mbao | Thiaroye _ Pikine _ Mbao | Modou Gueye Diouf |  | Abdoulaye Ndiaye |  | Baidy Sall | Papa Ngor Ndao | Dakar | FALSE | [12 empty] | Senelec | RUT956 | Online | FALSE | TRUE | Rooftop | Outdoor | Self Support Tower | 9 | 0 | FALSE | 1 | Free | 0 | 35018208 |  |  |  |  | RBS 6102 | 4 | module1: PSU AC03 - 2500; module2: PSU AC03 - 2500; module3: PSU AC01 - 1800; module4: PSU AC01 - 1800 | 8600 | Lithium | Leoch 48V-TB | 48V | 100Ah | 400Ah | 4 | 24 | Bonne | FALSE | [10 empty] | TRUE | Conforme
SNDK1218 | DK1418 | DK_CITE_SOPRIM | Silver | 2:45 | 9900 | 14.75146 | -17.43601 | DAKAR | TRUE | Bi-Monthly | Parcelles_Guediawaye | Parcelles_Guediawaye | Daouda Ndiaye |  | Moussa Ndiaye |  | Ahmadou Bamba Ndiaye | Papa Ngor Ndao | Dakar | FALSE | [12 empty] | Senelec | RUT956 | Online | FALSE | TRUE | Rooftop | Outdoor | Self Support Tower | 12 | 1 | FALSE | 1 | Free | 0 | 35001612 |  |  |  |  | RBS 6102 | 4 | module1: PSU AC01 - 1800; module2: PSU AC01 - 1800; module3: PSU AC03 - 2500; module4: PSU AC03 - 2500 | 8600 | Lithium | Leoch 48V-TB | 48V | 100Ah | 400Ah | 4 | 35 | Bonne | FALSE | [10 empty] | TRUE | Non Conforme
SNDK0389 | DK1419 | DK_HLM_SODIDA | Gold | 2:45 | 9900 | 14.7234 | -17.44295 | DAKAR | TRUE | Monthly | Castors _ HLM _ Maristes | Castors _ HLM _ Maristes | Papa Ababacar Nguer |  | Ombouele Embongo FranK |  | Ahmadou Bamba Ndiaye | Papa Ngor Ndao | Dakar | FALSE | [12 empty] | Senelec | RUT956 | Online | FALSE | TRUE | Rooftop | Outdoor | Self Support Tower | 12 | 2 | FALSE | 1 | Free | 0 | 30002000 |  |  |  |  | Delta Rev12 | 3 | module1: DPR 3000B-48; module2: DPR 3000B-48; module3: DPR 3000B-48 | 9000 | OpZs(Acide) | Classic | 2V | 1080Ah | 1080Ah | 24 | 33 | Bonne | FALSE | [10 empty] | TRUE | Conforme
SNDK0106 | DK1421 | DK_LEONA_OUAKAM | Silver | 2:45 | 9900 | 14.721862 | -17.4888786 | DAKAR | TRUE | Bi-Monthly | Ouakam _ Mermoz _ Yoff | Ouakam _ Mermoz _ Yoff | Ibrahima Faye |  | Narciss Manga |  | Mbaye Ndour | Papa Ngor Ndao | Dakar | FALSE | [12 empty] | Senelec | RUT955 | Online | FALSE | TRUE | Rooftop | Outdoor | Self Support Tower | 12 | 0 | FALSE | 1 | Free | 0 | 35011172 |  |  |  |  | Delta Rev12 | 3 | module1: DPR 3000B-48; module2: DPR 3000B-48; module3: DPR 3000B-48 | 9000 | Lithium | Leoch 48V-TB | 48V | 100Ah | 400Ah | 4 | 34 | Bonne | FALSE | [10 empty] | TRUE | Conforme
SNDK1058 | DK1422 | DK_KEUR_MASSAR9 | Silver | 2:45 | 9900 | 14.7742 | -17.31758 | DAKAR | TRUE | Bi-Monthly | Keur Massar _ Bambilor | Keur Massar _ Bambilor | Ibrahima Konate |  | Oumar Ndiaye |  | Baidy Sall | Papa Ngor Ndao | Dakar | FALSE | [12 empty] | Senelec | RUT956 | Online | FALSE | TRUE | Rooftop | Outdoor | Self Support Tower | 9 | 0 | FALSE | 1 | Free | 0 | 35010947 |  |  |  |  | RBS 6102 | 4 | module1: PSU AC03 - 2500; module2: PSU AC03 - 2500; module3: PSU AC03 - 2500; module4: PSU AC03 - 2500 | 10000 | OpZs(Acide) | Eternity | 2V | 1070Ah | 1070Ah | 24 | 31 | A tester | FALSE | [10 empty] | TRUE | Conforme
SNDK0886 | DK1423 | DK_CITE_GOLF | Silver | 2:45 | 9900 | 14.77061 | -17.41471 | DAKAR | TRUE | Bi-Monthly | Parcelles_Guediawaye | Parcelles_Guediawaye | Daouda Ndiaye |  | Moussa Ndiaye |  | Ahmadou Bamba Ndiaye | Papa Ngor Ndao | Dakar | FALSE | [12 empty] | Senelec | RUT956 | Online | FALSE | TRUE | Rooftop | Outdoor | Self Support Tower | 9 | 3 | FALSE | 1 | Free | 0 | 35012388 |  |  |  |  | RBS 6101 | 4 | module1: PSU AC01 - 1800; module2: PSU AC01 - 1800; module3: PSU AC03 - 2500; module4: PSU AC03 - 2500 | 8600 | OpZs(Acide) | Classic | 2V | 1080Ah | 1080Ah | 24 | 32 | Bonne | FALSE | [10 empty] | TRUE | Conforme
SNDK0436 | DK1427 | DK_PARCELLES_U5 | Silver | 2:45 | 9900 | 14.76497 | -17.42449 | DAKAR | TRUE | Bi-Monthly | Parcelles_Guediawaye | Parcelles_Guediawaye | Daouda Ndiaye |  | Moussa Ndiaye |  | Ahmadou Bamba Ndiaye | Papa Ngor Ndao | Dakar | FALSE | [12 empty] | Senelec | RUT956 | Online | FALSE | TRUE | Rooftop | Outdoor | Self Support Tower | 12 | 4 | FALSE | 1 | Free | 0 | 300002149 |  |  |  |  | Delta Rev12 | 4 | module1: DPR 3000B-48; module2: DPR 3000B-48; module3: DPR 3000B-48; module4: DPR 3000B-48 | 12000 | OpZs(Acide) | Classic | 2V | 1080Ah | 1080Ah | 24 | 30 | Bonne | FALSE | [10 empty] | TRUE | Conforme
SNDK1220 | DK1429 | DK_GUEDIA_ANGLE_MOUSSE | Silver | 2:45 | 9900 | 14.7762 | -17.38436 | DAKAR | TRUE | Bi-Monthly | Parcelles_Guediawaye | Parcelles_Guediawaye | Daouda Ndiaye |  | Moussa Ndiaye |  | Ahmadou Bamba Ndiaye | Papa Ngor Ndao | Dakar | FALSE | [12 empty] | Senelec | RUT956 | Online | FALSE | TRUE | Rooftop | Outdoor | Self Support Tower | 12 | 0 | FALSE | 1 | Free | 0 | 30009103 |  |  |  |  | Delta Rev12 | 3 | module1: DPR 3000B-48; module2: DPR 3000B-48; module3: DPR 3000B-48 | 9000 | Lithium | Leoch 48V-TB | 48V | 100Ah | 400Ah | 4 | 14 | Bonne | FALSE | [10 empty] | TRUE | Conforme
SNDK0991 | DK1431 | DK_LIBERTE6_EXTENSION | Silver | 2:45 | 9900 | 14.72942 | -17.47095 | DAKAR | TRUE | Bi-Monthly | Ouakam _ Mermoz _ Yoff | Ouakam _ Mermoz _ Yoff | Ibrahima Faye |  | Narciss Manga |  | Mbaye Ndour | Papa Ngor Ndao | Dakar | FALSE | [12 empty] | Senelec | RUT956 | Online | FALSE | TRUE | Rooftop | Outdoor | Self Support Tower | 12 | 0 | FALSE | 1 | Free | 0 | 35007331 |  |  |  |  | RBS 6102 | 3 | module1: PSU AC01 - 1800; module2: PSU AC01 - 1800; module3: PSU AC01 - 1800 | 5400 | OpZs(Acide) | Classic | 2V | 1080Ah | 1080Ah | 24 | 35 | Bonne | FALSE | [10 empty] | TRUE | Conforme
SNDK1168 | DK1433 | DK_SACRE_COEUR3_MONTAGNE | Silver | 2:45 | 9900 | 14.72121 | -17.46746 | DAKAR | TRUE | Bi-Monthly | Ouakam _ Mermoz _ Yoff | Ouakam _ Mermoz _ Yoff | Ibrahima Faye |  | Narciss Manga |  | Mbaye Ndour | Papa Ngor Ndao | Dakar | FALSE | [12 empty] | Senelec | RUT956 | Online | FALSE | TRUE | Rooftop | Outdoor | Self Support Tower | 9 | 0 | FALSE | 1 | Free | 0 | 35017174 |  |  |  |  | Delta Rev12 | 4 | module1: DPR 3000B-48; module2: DPR 3000B-48; module3: DPR 3000B-48; module4: DPR 3000B-48 | 12000 | Lithium | Leoch 48V-TB | 48V | 100Ah | 400Ah | 4 | 31 | A changer | FALSE | [10 empty] | TRUE | Conforme
SNDK1221 | DK1438 | DK_KM10,5 | Silver | 2:45 | 9900 | 14.73981 | -17.3967 | DAKAR | TRUE | Bi-Monthly | Thiaroye _ Pikine _ Mbao | Thiaroye _ Pikine _ Mbao | Modou Gueye Diouf |  | Abdoulaye Ndiaye |  | Baidy Sall | Papa Ngor Ndao | Dakar | FALSE | [12 empty] | Senelec | RUT955 | Online | FALSE | TRUE | Greenfield | Outdoor | Self Support Tower | 25 | 0 | FALSE | 1 | Free | 0 | 35018120 |  |  |  |  | Delta Rev12 | 4 | module1: DPR 3000B-48; module2: DPR 3000B-48; module3: DPR 3000B-48; module4: DPR 3000B-48 | 12000 | Lithium | Leoch 48V-TB | 48V | 100Ah | 300Ah | 3 | 33 | Bonne | FALSE | [10 empty] | TRUE | Conforme
SNDK0155 | DK1439 | DK_MALIKA_PLAGE | Silver | 2:45 | 9900 | 14.80264 | -17.34006 | DAKAR | TRUE | Bi-Monthly | Parcelles_Guediawaye | Parcelles_Guediawaye | Daouda Ndiaye |  | Moussa Ndiaye |  | Ahmadou Bamba Ndiaye | Papa Ngor Ndao | Dakar | FALSE | [12 empty] | Senelec | RUT956 | Online | FALSE | TRUE | Rooftop | Outdoor | Self Support Tower | 12 | 1 | FALSE | 1 | Free | 0 | 30006072 |  |  |  |  | RBS 6102 | 4 | module1: PSU AC03 - 2500; module2: PSU AC03 - 2500; module3: PSU AC03 - 2500; module4: PSU AC03 - 2500 | 10000 | OpZs(Acide) | Classic | 2V | 1080Ah | 1080Ah | 24 | 27 | Bonne | FALSE | [10 empty] | TRUE | Conforme
SNDK0675 | DK1441 | DK_MARISTE3 | Silver | 2:45 | 9900 | 14.73483 | -17.42825 | DAKAR | TRUE | Bi-Monthly | Castors _ HLM _ Maristes | Castors _ HLM _ Maristes | Papa Ababacar Nguer |  | Ombouele Embongo FranK |  | Ahmadou Bamba Ndiaye | Papa Ngor Ndao | Dakar | FALSE | [12 empty] | Senelec | RUT956 | Online | FALSE | TRUE | Rooftop | Outdoor | Self Support Tower | 9 | 1 | FALSE | 1 | Free | 0 | 35001691 |  |  |  |  | RBS 6102 | 4 | module1: PSU AC03 - 2500; module2: PSU AC03 - 2500; module3: PSU AC03 - 2500; module4: PSU AC03 - 2500 | 10000 | OpZs(Acide) | Classic | 2V | 1080Ah | 1080Ah | 24 | 44 | Bonne | FALSE | [10 empty] | TRUE | Conforme
SNDK0297 | DK1442 | DK_NIAGUE_PEULH | Silver | 2:45 | 9900 | 14.82637 | -17.2417 | DAKAR | TRUE | Bi-Monthly | Keur Massar _ Bambilor | Keur Massar _ Bambilor | Ibrahima Konate |  | Oumar Ndiaye |  | Baidy Sall | Papa Ngor Ndao | Dakar | FALSE | [12 empty] | Senelec | RUT956 | Online | FALSE | TRUE | Greenfield | Outdoor | Self Support Tower | 35 | 0 | FALSE | 1 | Free | 0 | 35001430 |  |  |  |  | RBS 6101 | 3 | module1: PSU AC01 - 1800; module2: PSU AC03 - 2500; module3: PSU AC03 - 2500 | 6800 | Lithium | Leoch 48V-TB | 48V | 100Ah | 400Ah | 4 | 26 | Bonne | FALSE | [10 empty] | TRUE | Conforme
SNDK0588 | DK1443 | DK_BAMBILOR | Gold | 2:45 | 9900 | 14.80341 | -17.18269 | DAKAR | TRUE | Monthly | Keur Massar _ Bambilor | Keur Massar _ Bambilor | Ibrahima Konate |  | Oumar Ndiaye |  | Baidy Sall | Papa Ngor Ndao | Dakar | FALSE | [12 empty] | Senelec | RUT955 | Online | FALSE | TRUE | Greenfield | Outdoor | Self Support Tower | 45 | 3 | FALSE | 1 | Free | 0 | 35013745 |  |  |  |  | Delta Rev10 | 5 | module1: DPR 2900B-48; module2: DPR 2900B-48; module3: DPR 2900B-48; module4: DPR 2900B-48; module5: DPR 2900B-48 | 14500 | OpZs(Acide) | Classic | 2V | 1080Ah | 1080Ah | 24 | 44 | Bonne | FALSE | [10 empty] | TRUE | Conforme
SNDK0731 | DK1445 | DK_RUFSAC | Silver | 2:45 | 9900 | 14.72612 | -17.30398 | DAKAR | TRUE | Bi-Monthly | Rufisque_Bargny | Rufisque_Bargny | Ahmet Diene Hann |  | Mamadou leye Dembele |  | Baidy Sall | Papa Ngor Ndao | Dakar | FALSE | [12 empty] | Senelec | RUT956 | Online | FALSE | TRUE | Greenfield | Outdoor | Self Support Tower | 25 | 0 | FALSE | 1 | Free | 0 | 35003637 |  |  |  |  | RBS 6101 | 4 | module1: PSU AC01 - 1800; module2: PSU AC01 - 1800; module3: PSU AC03 - 2500; module4: PSU AC03 - 2500 | 8600 | OpZs(Acide) | Classic | 2V | 1080Ah | 1080Ah | 24 | 36 | Bonne | FALSE | [10 empty] | TRUE | Conforme
SNDK0298 | DK1448 | DK_ZACK_CITE_MANTOR | Silver | 2:45 | 9900 | 14.74793 | -17.29455 | DAKAR | TRUE | Bi-Monthly | Rufisque_Bargny | Rufisque_Bargny | Ahmet Diene Hann |  | Mamadou leye Dembele |  | Baidy Sall | Papa Ngor Ndao | Dakar | FALSE | [12 empty] | Senelec | RUT956 | Online | FALSE | TRUE | Rooftop | Outdoor | Self Support Tower | 12 | 0 | FALSE | 1 | Free | 0 | 30005350 |  |  |  |  | RBS 6101 | 4 | module1: PSU AC01 - 1800; module2: PSU AC01 - 1800; module3: PSU AC01 - 1800; module4: PSU AC03 - 2500 | 7900 | Lithium | Leoch 48V-TB | 48V | 100Ah | 400Ah | 4 | 37 | Bonne | FALSE | [10 empty] | TRUE | Conforme
SNDK0589 | DK1449 | DK_THIAROYE_AZUR2 | Silver | 2:45 | 9900 | 14.73972 | -17.35422 | DAKAR | TRUE | Bi-Monthly | Thiaroye _ Pikine _ Mbao | Thiaroye _ Pikine _ Mbao | Modou Gueye Diouf |  | Abdoulaye Ndiaye |  | Baidy Sall | Papa Ngor Ndao | Dakar | FALSE | [12 empty] | Senelec | RUT955 | Online | FALSE | TRUE | Rooftop | Outdoor | Self Support Tower | 12 | 0 | FALSE | 1 | Free | 0 | 35000303 |  |  |  |  | Delta Rev12 | 4 | module1: DPR 3000B-48; module2: DPR 3000B-48; module3: DPR 3000B-48; module4: DPR 3000B-48 | 12000 | Lithium | Leoch 48V-TB | 48V | 100Ah | 400Ah | 4 | 25 | Bonne | FALSE | [10 empty] | TRUE | Conforme
SNDK0590 | DK1450 | DK_DALIFOR3 | Silver | 2:45 | 9900 | 14.73994 | -17.41852 | DAKAR | TRUE | Bi-Monthly | Castors _ HLM _ Maristes | Castors _ HLM _ Maristes | Papa Ababacar Nguer |  | Ombouele Embongo FranK |  | Ahmadou Bamba Ndiaye | Papa Ngor Ndao | Dakar | FALSE | [12 empty] | Senelec | RUT955 | Online | FALSE | TRUE | Rooftop | Outdoor | Self Support Tower | 12 | 0 | FALSE | 1 | Free | 0 | 35002212 |  |  |  |  | Delta Rev10 | 5 | module1: DPR 2900B-48; module2: DPR 2900B-48; module3: DPR 2900B-48; module4: DPR 2900B-48; module5: DPR 2900B-48 | 14500 | Lithium | Leoch 48V-TB | 48V | 100Ah | 400Ah | 4 | 32 | Bonne | FALSE | [10 empty] | TRUE | Conforme
SNDK0002 | DK1451 | DK_GOLF_SUD2 | Silver | 2:45 | 9900 | 14.7698 | -17.40911 | DAKAR | TRUE | Bi-Monthly | Parcelles_Guediawaye | Parcelles_Guediawaye | Daouda Ndiaye |  | Moussa Ndiaye |  | Ahmadou Bamba Ndiaye | Papa Ngor Ndao | Dakar | FALSE | [12 empty] | Senelec | RUT956 | Online | FALSE | TRUE | Rooftop | Outdoor | Self Support Tower | 9 | 0 | FALSE | 1 | Free | 0 | 35018209 |  |  |  |  | RBS 6102 | 4 | module1: PSU AC03 - 2500; module2: PSU AC01 - 1800; module3: PSU AC01 - 1800; module4: PSU AC01 - 1800 | 7900 | Lithium | Leoch 48V-TB | 48V | 100Ah | 300Ah | 3 | 26 | Bonne | FALSE | [10 empty] | TRUE | Conforme
SNDK0622 | DK1452 | DK_YOFF_NDEUNGANE | Silver | 2:45 | 9900 | 14.75742 | -17.47762 | DAKAR | TRUE | Bi-Monthly | Ouakam _ Mermoz _ Yoff | Ouakam _ Mermoz _ Yoff | Ibrahima Faye |  | Narciss Manga |  | Mbaye Ndour | Papa Ngor Ndao | Dakar | FALSE | [12 empty] | Senelec | RUT956 | Online | FALSE | TRUE | Rooftop | Outdoor | Self Support Tower | 9 | 0 | FALSE | 1 | Free | 0 | 35003893 |  |  |  |  | Delta Rev12 | 4 | module1: DPR 3000B-48; module2: DPR 3000B-48; module3: DPR 3000B-48; module4: DPR 3000B-48 | 12000 | OpZs(Acide) | Eternity | 2V | 1070Ah | 1070Ah | 24 | 81 | Bonne | FALSE | [10 empty] | TRUE | Conforme
SNDK0128 | DK1453 | DK_GRAND_MEDINE2 | Silver | 2:45 | 9900 | 14.74658 | -17.44881 | DAKAR | TRUE | Bi-Monthly | Ouakam _ Mermoz _ Yoff | Ouakam _ Mermoz _ Yoff | Ibrahima Faye |  | Narciss Manga |  | Mbaye Ndour | Papa Ngor Ndao | Dakar | FALSE | [12 empty] | Senelec | RUT956 | Online | FALSE | TRUE | Rooftop | Outdoor | Self Support Tower | 12 | 0 | FALSE | 1 | Free | 0 | 35014637 |  |  |  |  | Delta Rev12 | 4 | module1: DPR 3000B-48; module2: DPR 3000B-48; module3: DPR 3000B-48; module4: DPR 3000B-48 | 12000 | Lithium | Leoch 48V-TB | 48V | 100Ah | 400Ah | 4 | 41 | Bonne | FALSE | [10 empty] | TRUE | Conforme
SNDK0390 | DK1454 | DK_MARISTE4 | Gold | 2:45 | 9900 | 14.73864 | -17.43592 | DAKAR | TRUE | Monthly | Castors _ HLM _ Maristes | Castors _ HLM _ Maristes | Papa Ababacar Nguer |  | Ombouele Embongo FranK |  | Ahmadou Bamba Ndiaye | Papa Ngor Ndao | Dakar | FALSE | [12 empty] | Senelec | RUT955 | Online | FALSE | TRUE | Rooftop | Outdoor | Self Support Tower | 9 | 0 | FALSE | 1 | Free | 0 | 30006929 |  |  |  |  | Delta Rev10 | 5 | module1: DPR 2900B-48; module2: DPR 2900B-48; module3: DPR 2900B-48; module4: DPR 2900B-48; module5: DPR 2900B-48 | 14500 | Lithium | Leoch 48V-TB | 48V | 100Ah | 1000Ah | 10 | 60 | Bonne | FALSE | [10 empty] | TRUE | Conforme
SNDK0888 | DK1456 | DK_RFQ_COLOBANE2 | Silver | 2:45 | 9900 | 14.71185 | -17.24997 | DAKAR | TRUE | Bi-Monthly | Rufisque_Bargny | Rufisque_Bargny | Ahmet Diene Hann |  | Mamadou leye Dembele |  | Baidy Sall | Papa Ngor Ndao | Dakar | FALSE | [12 empty] | Senelec | RUT956 | Online | FALSE | TRUE | Greenfield | Outdoor | Self Support Tower | 25 | 0 | FALSE | 1 | Free | 0 | 30004965 |  |  |  |  | RBS 6101 | 4 | module1: PSU AC01 - 1800; module2: PSU AC01 - 1800; module3: PSU AC03 - 2500; module4: PSU AC03 - 2500 | 8600 | Lithium | Leoch 48V-TB | 48V | 100Ah | 400Ah | 4 | 31 | Bonne | FALSE | [10 empty] | TRUE | Conforme
SNDK0157 | DK1457 | DK_RUFISQUE2 | Silver | 2:45 | 9900 | 14.7202 | -17.2564 | DAKAR | TRUE | Bi-Monthly | Rufisque_Bargny | Rufisque_Bargny | Ahmet Diene Hann |  | Mamadou leye Dembele |  | Baidy Sall | Papa Ngor Ndao | Dakar | FALSE | [12 empty] | Senelec | RUT956 | Online | FALSE | TRUE | Rooftop | Outdoor | Self Support Tower | 12 | 0 | FALSE | 1 | Free | 0 | 35014859 | Porte Fusible | F - 22x58 | 63 | 50 | RBS 6101 | 4 | module1: PSU AC01 - 1800; module2: PSU AC01 - 1800; module3: PSU AC03 - 2500; module4: PSU AC03 - 2500 | 8600 | Lithium | Leoch 48V-TB | 48V | 100Ah | 400Ah | 4 | 34 | Bonne | FALSE | [10 empty] | TRUE | Conforme
SNDK0003 | DK1471 | DK_KEUR_MASSAR10 | Gold | 2:45 | 9900 | 14.76756 | -17.30583 | DAKAR | TRUE | Monthly | Keur Massar _ Bambilor | Keur Massar _ Bambilor | Ibrahima Konate |  | Oumar Ndiaye |  | Baidy Sall | Papa Ngor Ndao | Dakar | FALSE | [12 empty] | Senelec | RUT955 | Online | FALSE | TRUE | Greenfield | Outdoor | Self Support Tower | 25 | 2 | FALSE | 1 | Free | 0 | 35001427 |  |  |  |  | Delta Rev10 | 5 | module1: DPR 2900B-48; module2: DPR 2900B-48; module3: DPR 2900B-48; module4: DPR 2900B-48; module5: DPR 2900B-48 | 14500 | Lithium | Leoch 48V-TB | 48V | 100Ah | 800Ah | 8 | 42 | Bonne | FALSE | [10 empty] | TRUE | Conforme
SNDK0676 | DK1478 | DK_SEA_PLAZA | Silver | 2:45 | 9900 | 14.6935 | -17.4753 | DAKAR | TRUE | Bi-Monthly | Dakar Ouest | Dakar Ouest | El Hadji Koymine Diané |  | Ahmadou Bamba Seck |  | Mbaye Ndour | Papa Ngor Ndao | Dakar | FALSE | [12 empty] | Senelec | RUT955 | Online | FALSE | TRUE | Greenfield | Outdoor | Self Support Tower | 25 | 0 | FALSE | 1 | Free | 0 | Pas de Compteur |  |  |  |  | Delta Rev10 | 5 | module1: DPR 2900B-48; module2: DPR 2900B-48; module3: DPR 2900B-48; module4: DPR 2900B-48; module5: DPR 2900B-48 | 14500 | OpZs(Acide) | Classic | 2V | 1080Ah | 1080Ah | 24 | 68 | Bonne | FALSE | [10 empty] | TRUE | Conforme
SNDK0680 | DK1500 | DK_BENEU_TALLY2 | Silver | 2:45 | 9900 | 14.71436 | -17.45056 | DAKAR | TRUE | Bi-Monthly | Castors _ HLM _ Maristes | Castors _ HLM _ Maristes | Papa Ababacar Nguer |  | Ombouele Embongo FranK |  | Ahmadou Bamba Ndiaye | Papa Ngor Ndao | Dakar | FALSE | [12 empty] | Senelec | RUT956 | Online | FALSE | TRUE | Rooftop | Outdoor | Self Support Tower | 12 | 0 | FALSE | 1 | Free | 0 | 35005450 |  |  |  |  | RBS 6102 | 3 | module1: PSU AC03 - 2500; module2: PSU AC01 - 1800; module3: PSU AC01 - 1800 | 6100 | Lithium | Leoch 48V-TB | 48V | 100Ah | 300Ah | 3 | 39 | Bonne | FALSE | [10 empty] | TRUE | Conforme
SNDK0591 | DK1502 | DK_PARCELLES_U7_BIS | Silver | 2:45 | 9900 | 14.76309 | -17.43101 | DAKAR | TRUE | Bi-Monthly | Parcelles_Guediawaye | Parcelles_Guediawaye | Daouda Ndiaye |  | Moussa Ndiaye |  | Ahmadou Bamba Ndiaye | Papa Ngor Ndao | Dakar | FALSE | [12 empty] | Senelec | RUT956 | Online | FALSE | TRUE | Rooftop | Outdoor | Self Support Tower | 9 | 3 | FALSE | 1 | Free | 0 | 35008112 |  |  |  |  | RBS 6102 | 3 | module1: PSU AC03 - 2500; module2: PSU AC01 - 1800; module3: PSU AC03 - 2500 | 6800 | Lithium | Leoch 48V-TB | 48V | 100Ah | 300Ah | 3 | 41 | A changer | FALSE | [10 empty] | TRUE | Conforme
SNDK0110 | DK1507 | DK_COLOBANE_OBELISQUE | Silver | 2:45 | 9900 | 14.69485 | -17.44702 | DAKAR | TRUE | Bi-Monthly | Dakar Ouest | Dakar Ouest | El Hadji Koymine Diané |  | Ahmadou Bamba Seck |  | Mbaye Ndour | Papa Ngor Ndao | Dakar | FALSE | [12 empty] | Senelec | RUT956 | Online | FALSE | TRUE | Rooftop | Outdoor | Self Support Tower | 9 | 1 | FALSE | 1 | Free | 0 | 35009542 |  |  |  |  | RBS 6102 | 3 | module1: PSU AC03 - 2500; module2: PSU AC03 - 2500; module3: PSU AC03 - 2500 | 7500 | Lithium | Leoch 48V-TB | 48V | 100Ah | 400Ah | 4 | 35 | Bonne | FALSE | [10 empty] | TRUE | Conforme
SNDK0158 | DK1511 | DK_KEUR_MASSAR_U3 | Silver | 2:45 | 9900 | 14.77912 | -17.31502 | DAKAR | TRUE | Bi-Monthly | Keur Massar _ Bambilor | Keur Massar _ Bambilor | Ibrahima Konate |  | Oumar Ndiaye |  | Baidy Sall | Papa Ngor Ndao | Dakar | FALSE | [12 empty] | Senelec | RUT956 | Online | FALSE | TRUE | Rooftop | Outdoor | Self Support Tower | 12 | 1 | FALSE | 1 | Free | 0 | 35000436 |  |  |  |  | RBS 6101 | 3 | module1: PSU AC03 - 2500; module2: PSU AC03 - 2500; module3: PSU AC03 - 2500 | 7500 | OpZs(Acide) | Classic | 2V | 1080Ah | 1080Ah | 24 | 31 | Bonne | FALSE | [10 empty] | TRUE | Conforme
SNDK0890 | DK1513 | DK_MBAO_GARE | Silver | 2:45 | 9900 | 14.74289 | -17.31663 | DAKAR | TRUE | Bi-Monthly | Thiaroye _ Pikine _ Mbao | Thiaroye _ Pikine _ Mbao | Modou Gueye Diouf |  | Abdoulaye Ndiaye |  | Baidy Sall | Papa Ngor Ndao | Dakar | FALSE | [12 empty] | Senelec | RUT956 | Online | FALSE | TRUE | Rooftop | Outdoor | Self Support Tower | 12 | 0 | FALSE | 1 | Free | 0 | 35002126 |  |  |  |  | RBS 6101 | 3 | module1: PSU AC03 - 2500; module2: PSU AC03 - 2500; module3: PSU AC03 - 2500 | 7500 | Lithium | Leoch 48V-TB | 48V | 100Ah | 400Ah | 4 | 39 | Bonne | FALSE | [10 empty] | TRUE | Conforme
SNDK1061 | DK1521 | DK_POSTE_THIAROYE2 | Silver | 2:45 | 9900 | 14.74667 | -17.36721 | DAKAR | TRUE | Bi-Monthly | Thiaroye _ Pikine _ Mbao | Thiaroye _ Pikine _ Mbao | Modou Gueye Diouf |  | Abdoulaye Ndiaye |  | Baidy Sall | Papa Ngor Ndao | Dakar | FALSE | [12 empty] | Senelec | RUT956 | Online | FALSE | TRUE | Rooftop | Outdoor | Self Support Tower | 9 | 0 | FALSE | 1 | Free | 0 | 35006306 |  |  |  |  | Delta Rev12 | 4 | module1: DPR 3000B-48; module2: DPR 3000B-48; module3: DPR 3000B-48; module4: DPR 3000B-48 | 12000 | Lithium | Leoch 48V-TB | 48V | 100Ah | 400Ah | 4 | 31 | Bonne | FALSE | [10 empty] | TRUE | Conforme
SNDK1062 | DK1525 | DK_RUF_ARAFAT | Silver | 2:45 | 9900 | 14.71264 | -17.26029 | DAKAR | TRUE | Bi-Monthly | Rufisque_Bargny | Rufisque_Bargny | Ahmet Diene Hann |  | Mamadou leye Dembele |  | Baidy Sall | Papa Ngor Ndao | Dakar | FALSE | [12 empty] | Senelec | RUT955 | Online | FALSE | TRUE | Rooftop | Outdoor | Self Support Tower | 12 | 0 | FALSE | 1 | Free | 0 | 30000688 |  |  |  |  | Delta Rev10 | 5 | module1: DPR 2900B-48; module2: DPR 2900B-48; module3: DPR 2900B-48; module4: DPR 2900B-48; module5: DPR 2900B-48 | 14500 | OpZs(Acide) | Classic | 2V | 1080Ah | 1080Ah | 24 | 43 | Bonne | FALSE | [10 empty] | TRUE | Conforme
SNDK1174 | DK1528 | DK_FANN_HOCK | Silver | 2:45 | 9900 | 14.680405 | -17.460741 | DAKAR | TRUE | Bi-Monthly | Dakar Ouest | Dakar Ouest | El Hadji Koymine Diané |  | Ahmadou Bamba Seck |  | Mbaye Ndour | Papa Ngor Ndao | Dakar | FALSE | [12 empty] | Senelec | RUT956 | Online | FALSE | TRUE | Rooftop | Outdoor | Self Support Tower | 9 | 0 | FALSE | 1 | Free | 0 | 35011000 |  |  |  |  | RBS 6102 | 3 | module1: PSU AC03 - 2500; module2: PSU AC03 - 2500; module3: PSU AC03 - 2500 | 7500 | OpZs(Acide) | Classic | 2V | 1080Ah | 1080Ah | 24 | 51 | Bonne | FALSE | [10 empty] | TRUE | Conforme
SNDK0681 | DK1531 | DK_YOFF_TONGHOR | Silver | 2:45 | 9900 | 14.75478 | -17.48723 | DAKAR | TRUE | Bi-Monthly | Ouakam _ Mermoz _ Yoff | Ouakam _ Mermoz _ Yoff | Ibrahima Faye |  | Narciss Manga |  | Mbaye Ndour | Papa Ngor Ndao | Dakar | FALSE | [12 empty] | Senelec | RUT956 | Online | FALSE | TRUE | Rooftop | Outdoor | Self Support Tower | 12 | 1 | FALSE | 1 | Free | 0 | 35004508 |  |  |  |  | Delta Rev12 | 4 | module1: DPR 3000B-48; module2: DPR 3000B-48; module3: DPR 3000B-48; module4: DPR 3000B-48 | 12000 | OpZs(Acide) | Classic | 2V | 1080Ah | 1080Ah | 24 | 37 | Bonne | FALSE | [10 empty] | TRUE | Non Conforme
SNDK0160 | DK1537 | DK_RUF_SANT_YALLA | Silver | 2:45 | 9900 | 14.73157 | -17.28122 | DAKAR | TRUE | Bi-Monthly | Rufisque_Bargny | Rufisque_Bargny | Ahmet Diene Hann |  | Mamadou leye Dembele |  | Baidy Sall | Papa Ngor Ndao | Dakar | FALSE | [12 empty] | Senelec | Pas de RMS | Pas de RMS | FALSE | TRUE | Rooftop | Outdoor | Self Support Tower | 9 | 0 | FALSE | 1 | Free | 0 | 35016705 |  |  |  |  | Delta Rev12 | 3 | module1: DPR 3000B-48; module2: DPR 3000B-48; module3: DPR 3000B-48 | 9000 | Lithium | Leoch 48V-TB | 48V | 100Ah | 400Ah | 4 | 20 | Bonne | FALSE | [10 empty] | TRUE | Conforme
SNDK0005 | DK1542 | DK_RUF_DAORU_NAHIM | Silver | 2:45 | 9900 | 14.71822 | -17.25079 | DAKAR | TRUE | Bi-Monthly | Rufisque_Bargny | Rufisque_Bargny | Ahmet Diene Hann |  | Mamadou leye Dembele |  | Baidy Sall | Papa Ngor Ndao | Dakar | FALSE | [12 empty] | Senelec | RUT956 | Online | FALSE | TRUE | Rooftop | Outdoor | Self Support Tower | 12 | 0 | FALSE | 1 | Free | 0 | 30004243 |  |  |  |  | RBS 6101 | 3 | module1: PSU AC03 - 2500; module2: PSU AC03 - 2500; module3: PSU AC03 - 2500 | 7500 | OpZs(Acide) | Classic | 2V | 1080Ah | 1080Ah | 24 | 29 | Bonne | FALSE | [10 empty] | TRUE | Conforme
SNDK1063 | DK1544 | DK_ZAC_MBAO_COL | Silver | 2:45 | 9900 | 14.73015 | -17.29253 | DAKAR | TRUE | Bi-Monthly | Rufisque_Bargny | Rufisque_Bargny | Ahmet Diene Hann |  | Mamadou leye Dembele |  | Baidy Sall | Papa Ngor Ndao | Dakar | FALSE | [12 empty] | Senelec | RUT956 | Online | FALSE | TRUE | Rooftop | Outdoor | Self Support Tower | 12 | 1 | FALSE | 1 | Free | 0 | 35013431 |  |  |  |  | Delta Rev12 | 4 | module1: DPR 3000B-48; module2: DPR 3000B-48; module3: DPR 3000B-48; module4: DPR 3000B-48 | 12000 | Lithium | Leoch 48V-TB | 48V | 100Ah | 400Ah | 4 | 42 | Bonne | FALSE | [10 empty] | TRUE | Conforme
SNDK0734 | DK1546 | DK_RUF_CENTRE | Silver | 2:45 | 9900 | 14.71473 | -17.27381 | DAKAR | TRUE | Bi-Monthly | Rufisque_Bargny | Rufisque_Bargny | Ahmet Diene Hann |  | Mamadou leye Dembele |  | Baidy Sall | Papa Ngor Ndao | Dakar | FALSE | [12 empty] | Senelec | RUT956 | Online | FALSE | TRUE | Rooftop | Outdoor | Self Support Tower | 12 | 0 | FALSE | 1 | Free | 0 | 35016421 |  |  |  |  | RBS 6101 | 3 | module1: PSU AC03 - 2500; module2: PSU AC03 - 2500; module3: PSU AC03 - 2500 | 7500 | OpZs(Acide) | Classic | 2V | 1080Ah | 1080Ah | 24 | 40 | Bonne | FALSE | [10 empty] | TRUE | Conforme
SNDK0891 | DK1547 | DK_RUF_SANT_CHERIF | Silver | 2:45 | 9900 | 14.73962 | -17.27261 | DAKAR | TRUE | Bi-Monthly | Rufisque_Bargny | Rufisque_Bargny | Ahmet Diene Hann |  | Mamadou leye Dembele |  | Baidy Sall | Papa Ngor Ndao | Dakar | FALSE | [12 empty] | Senelec | RUT956 | Online | FALSE | TRUE | Rooftop | Outdoor | Self Support Tower | 9 | 1 | FALSE | 1 | Free | 0 | 35016704 |  |  |  |  | RBS 6101 | 4 | module1: PSU AC03 - 2500; module2: PSU AC03 - 2500; module3: PSU AC03 - 2500; module4: PSU AC03 - 2500 | 10000 | Lithium | Leoch 48V-TB | 48V | 100Ah | 300Ah | 3 | 20 | A changer | FALSE | [10 empty] | TRUE | Conforme
SNDK0593 | DK1550 | DK_RF_BON_SJR | Silver | 2:45 | 9900 | 14.74464 | -17.32186 | DAKAR | TRUE | Bi-Monthly | Thiaroye _ Pikine _ Mbao | Thiaroye _ Pikine _ Mbao | Modou Gueye Diouf |  | Abdoulaye Ndiaye |  | Baidy Sall | Papa Ngor Ndao | Dakar | FALSE | [12 empty] | Senelec | RUT956 | Online | FALSE | TRUE | Rooftop | Outdoor | Self Support Tower | 12 | 10 | FALSE | 1 | Free | 0 | 35002126 |  |  |  |  | RBS 6101 | 3 | module1: PSU AC03 - 2500; module2: PSU AC03 - 2500; module3: PSU AC03 - 2500 | 7500 | Lithium | Leoch 48V-TB | 48V | 100Ah | 300Ah | 3 | 28 | Bonne | FALSE | [10 empty] | TRUE | Conforme
SNDK1176 | DK1554 | DK_LIB6_ASECNA | Silver | 2:45 | 9900 | 14.72846 | -17.46465 | DAKAR | TRUE | Bi-Monthly | Castors _ HLM _ Maristes | Castors _ HLM _ Maristes | Papa Ababacar Nguer |  | Ombouele Embongo FranK |  | Ahmadou Bamba Ndiaye | Papa Ngor Ndao | Dakar | FALSE | [12 empty] | Senelec | RUT956 | Online | FALSE | TRUE | Rooftop | Outdoor | Self Support Tower | 9 | 0 | FALSE | 1 | Free | 0 | 30005482 |  |  |  |  | RBS 6102 | 4 | module1: PSU AC03 - 2500; module2: PSU AC03 - 2500; module3: PSU AC03 - 2500; module4: PSU AC03 - 2500 | 10000 | OpZs(Acide) | Classic | 2V | 1080Ah | 1080Ah | 24 | 27 | Bonne | FALSE | [10 empty] | TRUE | Conforme
SNDK0299 | DK1558 | DK_MOUSS_DALIFA | Silver | 2:45 | 9900 | 14.74611 | -17.39318 | DAKAR | TRUE | Bi-Monthly | Thiaroye _ Pikine _ Mbao | Thiaroye _ Pikine _ Mbao | Modou Gueye Diouf |  | Abdoulaye Ndiaye |  | Baidy Sall | Papa Ngor Ndao | Dakar | FALSE | [12 empty] | Senelec | RUT956 | Online | FALSE | TRUE | Rooftop | Outdoor | Self Support Tower | 9 | 0 | FALSE | 1 | Free | 0 | 30003925 |  |  |  |  | Delta Rev12 | 3 | module1: DPR 3000B-48; module2: DPR 3000B-48; module3: DPR 3000B-48 | 9000 | OpZs(Acide) | Classic | 2V | 1080Ah | 1080Ah | 24 | 34 | Bonne | FALSE | [10 empty] | TRUE | Conforme
SNDK0437 | DK1568 | DK_MARCH_POISON | Silver | 2:45 | 9900 | 14.74029 | -17.40639 | DAKAR | TRUE | Bi-Monthly | Castors _ HLM _ Maristes | Castors _ HLM _ Maristes | Papa Ababacar Nguer |  | Ombouele Embongo FranK |  | Ahmadou Bamba Ndiaye | Papa Ngor Ndao | Dakar | FALSE | [12 empty] | Senelec | RUT955 | Online | FALSE | TRUE | Greenfield | Outdoor | Self Support Tower | 25 | 0 | FALSE | 1 | Free | 0 | 35000312 |  |  |  |  | Delta Rev10 | 5 | module1: DPR 2900B-48; module2: DPR 2900B-48; module3: DPR 2900B-48; module4: DPR 2900B-48; module5: DPR 2900B-48 | 14500 | OpZs(Acide) | Classic | 2V | 1080Ah | 1080Ah | 24 | 130 | Bonne | FALSE | [10 empty] | TRUE | Conforme
SNDK0300 | DK1582 | DK_MBAO_SOMISCI | Silver | 2:45 | 9900 | 14.74051 | -17.33116 | DAKAR | TRUE | Bi-Monthly | Thiaroye _ Pikine _ Mbao | Thiaroye _ Pikine _ Mbao | Modou Gueye Diouf |  | Abdoulaye Ndiaye |  | Baidy Sall | Papa Ngor Ndao | Dakar | FALSE | [12 empty] | Senelec | RUT956 | Online | FALSE | TRUE | Rooftop | Outdoor | Self Support Tower | 9 | 0 | FALSE | 1 | Free | 0 | 35015154 |  |  |  |  | RBS 6101 | 4 | module1: PSU AC01 - 1800; module2: PSU AC01 - 1800; module3: PSU AC01 - 1800; module4: PSU AC01 - 1800 | 7200 | Lithium | Leoch 48V-TB | 48V | 100Ah | 400Ah | 4 | 33 | Bonne | FALSE | [10 empty] | TRUE | Conforme
SNDK1065 | DK1583 | DK_GRAND_MALIKA | Silver | 2:45 | 9900 | 14.79117 | -17.33999 | DAKAR | TRUE | Bi-Monthly | Parcelles_Guediawaye | Parcelles_Guediawaye | Daouda Ndiaye |  | Moussa Ndiaye |  | Ahmadou Bamba Ndiaye | Papa Ngor Ndao | Dakar | FALSE | [12 empty] | Senelec | RUT | Online | FALSE | TRUE | Rooftop | Outdoor | Self Support Tower | 12 | 7 | FALSE | 1 | Free | 0 | 35005385 |  |  |  |  | Delta Rev12 | 3 | module1: DPR 3000B-48; module2: DPR 3000B-48; module3: DPR 3000B-48 | 9000 | Lithium | Leoch 48V-TB | 48V | 100Ah | 300Ah | 3 | 28 | Bonne | FALSE | [10 empty] | TRUE | Conforme
SNDK0301 | DK1589 | DK_S5_CAP_DES_BICHES | Silver | 2:45 | 9900 | 14.7276 | -17.3134 | DAKAR | TRUE | Bi-Monthly | Rufisque_Bargny | Rufisque_Bargny | Ahmet Diene Hann |  | Mamadou leye Dembele |  | Baidy Sall | Papa Ngor Ndao | Dakar | FALSE | [12 empty] | Senelec | RUT956 | Online | FALSE | TRUE | Rooftop | Outdoor | Self Support Tower | 9 | 1 | FALSE | 1 | Free | 0 | 30015876 |  |  |  |  | RBS 6101 | 3 | module1: PSU AC03 - 2500; module2: PSU AC03 - 2500; module3: PSU AC01 - 1800 | 6800 | OpZs(Acide) | Classic | 2V | 1080Ah | 1080Ah | 24 | 21 | Bonne | FALSE | [10 empty] | TRUE | Conforme
SNDK0006 | DK1593 | DK_KEUR_MASSAR_PA_MTOA | Silver | 2:45 | 9900 | 14.7791 | -17.32763 | DAKAR | TRUE | Bi-Monthly | Keur Massar _ Bambilor | Keur Massar _ Bambilor | Ibrahima Konate |  | Oumar Ndiaye |  | Baidy Sall | Papa Ngor Ndao | Dakar | FALSE | [12 empty] | Senelec | RUT956 | Online | FALSE | TRUE | Rooftop | Outdoor | Self Support Tower | 9 | 6 | FALSE | 1 | Free | 0 | 35000434 |  |  |  |  | RBS 6101 | 3 | module1: PSU AC01 - 1800; module2: PSU AC01 - 1800; module3: PSU AC03 - 2500 | 6100 | OpZs(Acide) | Classic | 2V | 1080Ah | 1080Ah | 24 | 45 | Bonne | FALSE | [10 empty] | TRUE | Conforme
SNDK1000 | DK1594 | DK_ROUTE_MERIDIEN | Gold | 2:45 | 9900 | 14.74016 | -17.5135 | DAKAR | TRUE | Monthly | Ouakam _ Mermoz _ Yoff | Ouakam _ Mermoz _ Yoff | Ibrahima Faye |  | Narciss Manga |  | Mbaye Ndour | Papa Ngor Ndao | Dakar | FALSE | [12 empty] | Senelec | RUT955 | Online | FALSE | TRUE | Greenfield | Outdoor | Self Support Tower | 35 | 0 | FALSE | 1 | Free | 0 | 35005448 |  |  |  |  | Delta Rev10 | 5 | module1: DPR 2900B-48; module2: DPR 2900B-48; module3: DPR 2900B-48; module4: DPR 2900B-48; module5: DPR 2900B-48 | 14500 | Lithium | Leoch 48V-TB | 48V | 100Ah | 900Ah | 9 | 35 | Bonne | FALSE | [10 empty] | TRUE | Conforme
SNDK1066 | DK1596 | DK_RUF_SANTIABA_CHERRIF | Silver | 2:45 | 9900 | 14.7263 | -17.26665 | DAKAR | TRUE | Bi-Monthly | Rufisque_Bargny | Rufisque_Bargny | Ahmet Diene Hann |  | Mamadou leye Dembele |  | Baidy Sall | Papa Ngor Ndao | Dakar | FALSE | [12 empty] | Senelec | RUT956 | Online | FALSE | TRUE | Rooftop | Outdoor | Self Support Tower | 12 | 1 | FALSE | 1 | Free | 0 | 35016702 |  |  |  |  | RBS 6101 | 3 | module1: PSU AC01 - 1800; module2: PSU AC01 - 1800; module3: PSU AC03 - 2500 | 6100 | Lithium | Leoch 48V-TB | 48V | 100Ah | 200Ah | 3 | 24 | A renforcer | FALSE | [10 empty] | TRUE | Conforme
SNDK0424 | DK1597 | DK_PETIT_MBAO_PC | Gold | 2:45 | 9900 | 14.7441 | -17.33426 | DAKAR | TRUE | Monthly | Thiaroye _ Pikine _ Mbao | Thiaroye _ Pikine _ Mbao | Modou Gueye Diouf |  | Abdoulaye Ndiaye |  | Baidy Sall | Papa Ngor Ndao | Dakar | FALSE | [12 empty] | Senelec | Pas de RMS | Pas de RMS | FALSE | TRUE | Rooftop | Outdoor | Self Support Tower | 12 | 3 | FALSE | 1 | Free | 0 | 35012328 |  |  |  |  | RBS 6101 | 4 | module1: PSU AC03 - 2500; module2: PSU AC03 - 2500; module3: PSU AC03 - 2500; module4: PSU AC03 - 2500 | 10000 | OpZs(Acide) | Classic | 2V | 1080Ah | 1080Ah | 24 | 24 | Bonne | FALSE | [10 empty] | TRUE | Conforme
SNDK0717 | DK1598 | DK_GOLF_SUD_S10 | Silver | 2:45 | 9900 | 14.774 | -17.41167 | DAKAR | TRUE | Bi-Monthly | Parcelles_Guediawaye | Parcelles_Guediawaye | Daouda Ndiaye |  | Moussa Ndiaye |  | Ahmadou Bamba Ndiaye | Papa Ngor Ndao | Dakar | FALSE | [12 empty] | Senelec | RUT955 | Online | FALSE | TRUE | Rooftop | Outdoor | Self Support Tower | 9 | 0 | FALSE | 1 | Free | 0 | 30004296 |  |  |  |  | Delta Rev10 | 5 | module1: DPR 2900B-48; module2: DPR 2900B-48; module3: DPR 2900B-48; module4: DPR 2900B-48; module5: DPR 2900B-48 | 14500 | OpZs(Acide) | Classic | 2V | 1080Ah | 1080Ah | 24 | 30 | Bonne | FALSE | [10 empty] | TRUE | Conforme
SNDK1037 | DK1600 | DK_THIAROYE_PAPA GUEYE | Silver | 2:45 | 9900 | 14.7422 | -17.37277 | DAKAR | TRUE | Bi-Monthly | Thiaroye _ Pikine _ Mbao | Thiaroye _ Pikine _ Mbao | Modou Gueye Diouf |  | Abdoulaye Ndiaye |  | Baidy Sall | Papa Ngor Ndao | Dakar | FALSE | [12 empty] | Senelec | RUT956 | Online | FALSE | TRUE | Rooftop | Outdoor | Self Support Tower | 12 | 0 | FALSE | 1 | Free | 0 | 35003482 |  |  |  |  | Delta Rev12 | 3 | module1: DPR 3000B-48; module2: DPR 3000B-48; module3: DPR 3000B-48 | 9000 | OpZs(Acide) | Classic | 2V | 1080Ah | 1080Ah | 24 | 25 | Bonne | FALSE | [10 empty] | TRUE | Non Conforme
SNDK0718 | DK1601 | DK_KEUR_MASSAR_ARAFAT | Silver | 2:45 | 9900 | 14.779 | -17.30931 | DAKAR | TRUE | Bi-Monthly | Keur Massar _ Bambilor | Keur Massar _ Bambilor | Ibrahima Konate |  | Oumar Ndiaye |  | Baidy Sall | Papa Ngor Ndao | Dakar | FALSE | [12 empty] | Senelec | RUT956 | Online | FALSE | TRUE | Rooftop | Outdoor | Self Support Tower | 12 | 0 | FALSE | 1 | Free | 0 | 35004555 |  |  |  |  | RBS 6101 | 3 | module1: PSU AC03 - 2500; module2: PSU AC01 - 1800; module3: PSU AC03 - 2500 | 6800 | Lithium | Leoch 48V-TB | 48V | 100Ah | 400Ah | 4 | 24 | Bonne | FALSE | [10 empty] | TRUE | Conforme
SNDK0572 | DK1602 | DK_THIAROYE_KHADIM | Silver | 2:45 | 9900 | 14.76749 | -17.34399 | DAKAR | TRUE | Bi-Monthly | Thiaroye _ Pikine _ Mbao | Thiaroye _ Pikine _ Mbao | Modou Gueye Diouf |  | Abdoulaye Ndiaye |  | Baidy Sall | Papa Ngor Ndao | Dakar | FALSE | [12 empty] | Senelec | RUT956 | Online | FALSE | TRUE | Rooftop | Outdoor | Self Support Tower | 12 | 0 | FALSE | 1 | Free | 0 | 30001240 |  |  |  |  | RBS 6101 | 4 | module1: PSU AC03 - 2500; module2: PSU AC03 - 2500; module3: PSU AC03 - 2500; module4: PSU AC03 - 2500 | 10000 | OpZs(Acide) | Classic | 2V | 1080Ah | 1080Ah | 24 | 40 | Bonne | FALSE | [10 empty] | TRUE | Conforme
SNDK1039 | DK1604 | DK_KOUNOUNE | Silver | 2:45 | 9900 | 14.75722 | -17.25863 | DAKAR | TRUE | Bi-Monthly | Keur Massar _ Bambilor | Keur Massar _ Bambilor | Ibrahima Konate |  | Oumar Ndiaye |  | Baidy Sall | Papa Ngor Ndao | Dakar | FALSE | [12 empty] | Senelec | RUT956 | Online | FALSE | TRUE | Rooftop | Outdoor | Self Support Tower | 12 | 1 | FALSE | 1 | Free | 0 | 35012211 |  |  |  |  | Delta Rev12 | 4 | module1: DPR 3000B-48; module2: DPR 3000B-48; module3: DPR 3000B-48; module4: DPR 3000B-48 | 12000 | OpZs(Acide) | Classic | 2V | 1080Ah | 1080Ah | 24 | 17 | Bonne | FALSE | [10 empty] | TRUE | Conforme
SNDK1040 | DK1605 | DK_KEUR_MASSAR_PASS3 | Silver | 2:45 | 9900 | 14.77021 | -17.29117 | DAKAR | TRUE | Bi-Monthly | Keur Massar _ Bambilor | Keur Massar _ Bambilor | Ibrahima Konate |  | Oumar Ndiaye |  | Baidy Sall | Papa Ngor Ndao | Dakar | FALSE | [12 empty] | Senelec | RUT956 | Online | FALSE | TRUE | Rooftop | Outdoor | Monopole | 6 | 7 | FALSE | 1 | Free | 0 | 35000437 |  |  |  |  | Enclosure 6130 | 4 | module1: MR 3000B-48; module2: MR 3000B-48; module3: MR 3000B-48; module4: MR 3000B-48; module9: 12000 | 12000 | OpZs(Acide) | Classic | 2V | 1080Ah | 1080Ah | 24 | 38 | Bonne | FALSE | [10 empty] | TRUE | Conforme
SNDK0879 | DK1606 | DK_DENI_BIRAM_NDAO | Silver | 2:45 | 9900 | 14.848322 | -17.173365 | DAKAR | TRUE | Bi-Monthly | Keur Massar _ Bambilor | Keur Massar _ Bambilor | Ibrahima Konate |  | Oumar Ndiaye |  | Baidy Sall | Papa Ngor Ndao | Dakar | FALSE | [12 empty] | Senelec | Pas de RMS | Pas de RMS | FALSE | TRUE | Rooftop | Outdoor | Self Support Tower | 12 | 0 | FALSE | 1 | Free | 0 | 30019402 |  |  |  |  | Enclosure 6130 | 4 | module1: MR 3000B-48; module2: MR 3000B-48; module3: MR 3000B-48; module4: MR 3000B-48; module9: 12000 | 12000 | OpZs(Acide) | Classic | 2V | 1080Ah | 1080Ah | 24 | 37 | Bonne | FALSE | [10 empty] | TRUE | Conforme
SNDK1038 | DK1607 | DK_BARGNY_NIAGAL | Silver | 2:45 | 9900 | 14.68859 | -17.2283 | DAKAR | TRUE | Bi-Monthly | Rufisque_Bargny | Rufisque_Bargny | Ahmet Diene Hann |  | Mamadou leye Dembele |  | Baidy Sall | Papa Ngor Ndao | Dakar | FALSE | [12 empty] | Senelec | RUT956 | Online | FALSE | TRUE | Rooftop | Outdoor | Self Support Tower | 12 | 1 | FALSE | 1 | Free | 0 | 35000993 |  |  |  |  | RBS 6101 | 3 | module1: PSU AC03 - 2500; module2: PSU AC01 - 1800; module3: PSU AC01 - 1800 | 6100 | OpZs(Acide) | Sunstone | 2V | 600Ah | 600Ah | 24 | 22 | A changer | FALSE | [10 empty] | TRUE | Conforme
SNDK0281 | DK1609 | DK_KAMY_BASSE | Silver | 2:45 | 9900 | 14.75713 | -17.301 | DAKAR | TRUE | Bi-Monthly | Keur Massar _ Bambilor | Keur Massar _ Bambilor | Ibrahima Konate |  | Oumar Ndiaye |  | Baidy Sall | Papa Ngor Ndao | Dakar | FALSE | [12 empty] | Senelec | RUT956 | Online | FALSE | TRUE | Rooftop | Outdoor | Self Support Tower | 12 | 1 | FALSE | 1 | Free | 0 | 30016427 |  |  |  |  | RBS 6102 | 3 | module1: PSU AC03 - 2500; module2: PSU AC03 - 2500; module3: PSU AC03 - 2500 | 7500 | Lithium | Leoch 48V-TB | 48V | 100Ah | 400Ah | 4 |  | Bonne | FALSE | [10 empty] | TRUE | Conforme
SNDK0139 | DK1610 | DK_TIV_PEUL2 | Silver | 2:45 | 9900 | 14.800086 | -17.278556 | DAKAR | TRUE | Bi-Monthly | Keur Massar _ Bambilor | Keur Massar _ Bambilor | Ibrahima Konate |  | Oumar Ndiaye |  | Baidy Sall | Papa Ngor Ndao | Dakar | FALSE | [12 empty] | Senelec | Pas de RMS | Pas de RMS | FALSE | TRUE | Rooftop | Outdoor | Self Support Tower | 9 | 0 | FALSE | 1 | Free | 0 | 30011941 |  |  |  |  | Enclosure 6130 | 4 | module1: MR 3000B-48; module2: MR 3000B-48; module3: MR 3000B-48; module4: MR 3000B-48; module9: 12000 | 12000 | OpZs(Acide) | Classic | 2V | 1080Ah | 1080Ah | 24 | 38 | Bonne | FALSE | [10 empty] | TRUE | Conforme
SNDK0282 | DK1611 | DK_KEUR_MASSAR_PASS2 | Silver | 2:45 | 9900 | 14.76203 | -17.29078 | DAKAR | TRUE | Bi-Monthly | Keur Massar _ Bambilor | Keur Massar _ Bambilor | Ibrahima Konate |  | Oumar Ndiaye |  | Baidy Sall | Papa Ngor Ndao | Dakar | FALSE | [12 empty] | Senelec | RUT956 | Online | FALSE | TRUE | Rooftop | Outdoor | Self Support Tower | 9 | 1 | FALSE | 1 | Free | 0 | 35007466 |  |  |  |  | Delta Rev12 | 4 | module1: DPR 3000B-48; module2: DPR 3000B-48; module3: DPR 3000B-48; module4: DPR 3000B-48 | 12000 | OpZs(Acide) | Classic | 2V | 1080Ah | 1080Ah | 24 | 29 | Bonne | FALSE | [10 empty] | TRUE | Conforme
SNDK0283 | DK1612 | DK_KOUNOUNE_NGALAB | Silver | 2:45 | 9900 | 14.75629 | -17.27949 | DAKAR | TRUE | Bi-Monthly | Keur Massar _ Bambilor | Keur Massar _ Bambilor | Ibrahima Konate |  | Oumar Ndiaye |  | Baidy Sall | Papa Ngor Ndao | Dakar | FALSE | [12 empty] | Senelec | RUT956 | Online | FALSE | TRUE | Rooftop | Outdoor | Monopole | 6 | 0 | FALSE | 1 | Free | 0 | 35013439 |  |  |  |  | Delta Rev12 | 4 | module1: DPR 3000B-48; module2: DPR 3000B-48; module3: DPR 3000B-48; module4: DPR 3000B-48 | 12000 | OpZs(Acide) | Classic | 2V | 1080Ah | 1080Ah | 24 | 149 | Bonne | FALSE | [10 empty] | TRUE | Conforme
SNDK0573 | DK1613 | DK_RUF_SEDIMA | Silver | 2:45 | 9900 | 14.74897 | -17.28043 | DAKAR | TRUE | Bi-Monthly | Keur Massar _ Bambilor | Keur Massar _ Bambilor | Ibrahima Konate |  | Oumar Ndiaye |  | Baidy Sall | Papa Ngor Ndao | Dakar | FALSE | [12 empty] | Senelec | RUT956 | Online | FALSE | TRUE | Rooftop | Outdoor | Self Support Tower | 9 | 0 | FALSE | 1 | Free | 0 | 30016226 |  |  |  |  | Delta Rev12 | 4 | module1: DPR 3000B-48; module2: DPR 3000B-48; module3: DPR 3000B-48; module4: DPR 3000B-48 | 12000 | OpZs(Acide) | Classic | 2V | 1080Ah | 1080Ah | 24 | 28 | Bonne | FALSE | [10 empty] | TRUE | Conforme
SNDK0140 | DK1614 | DK_DARA_THIOUB | Silver | 2:45 | 9900 | 14.7743 | -17.26643 | DAKAR | TRUE | Bi-Monthly | Keur Massar _ Bambilor | Keur Massar _ Bambilor | Ibrahima Konate |  | Oumar Ndiaye |  | Baidy Sall | Papa Ngor Ndao | Dakar | FALSE | [12 empty] | Senelec | RUT956 | Online | FALSE | TRUE | Rooftop | Outdoor | Self Support Tower | 12 | 0 | FALSE | 1 | Free | 0 | 35011287 |  |  |  |  | Enclosure 6130 | 4 | module1: MR 3000B-48; module2: MR 3000B-48; module3: MR 3000B-48; module4: MR 3000B-48; module9: 12000 | 12000 | OpZs(Acide) | Classic | 2V | 1080Ah | 1080Ah | 24 | 33 | Bonne | FALSE | [10 empty] | TRUE | Conforme
SNDK1209 | DK1615 | DK_KEUR_SALAM | Silver | 2:45 | 9900 | 14.81759 | -17.274323 | DAKAR | TRUE | Bi-Monthly | Keur Massar _ Bambilor | Keur Massar _ Bambilor | Ibrahima Konate |  | Oumar Ndiaye |  | Baidy Sall | Papa Ngor Ndao | Dakar | FALSE | [12 empty] | Senelec | RUT956 | Online | FALSE | TRUE | Rooftop | Outdoor | Self Support Tower | 12 | 2 | FALSE | 1 | Free | 0 | 35009739 |  |  |  |  | Delta Rev12 | 4 | module1: DPR 3000B-48; module2: DPR 3000B-48; module3: DPR 3000B-48; module4: DPR 3000B-48 | 12000 | OpZs(Acide) | Classic | 2V | 1080Ah | 1080Ah | 24 | 47 | Bonne | FALSE | [10 empty] | TRUE | Non Conforme
SNDK1052 | DK1619 | DK_CITE_SICAP_KEUR_MASSAR | Silver | 2:45 | 9900 | 14.780519 | -17.253774 | DAKAR | TRUE | Bi-Monthly | Keur Massar _ Bambilor | Keur Massar _ Bambilor | Ibrahima Konate |  | Oumar Ndiaye |  | Baidy Sall | Papa Ngor Ndao | Dakar | FALSE | [12 empty] | Senelec | RUT956 | Online | FALSE | TRUE | Rooftop | Outdoor | Self Support Tower | 12 | 0 | FALSE | 1 | Free | 0 | 35009640 |  |  |  |  | Delta Rev12 | 4 | module1: DPR 3000B-48; module2: DPR 3000B-48; module3: DPR 3000B-48; module4: DPR 3000B-48 | 12000 | OpZs(Acide) | Classic | 2V | 1080Ah | 1080Ah | 24 | 26 | Bonne | FALSE | [10 empty] | TRUE | Conforme
SNDK0538 | DK1622 | DK_OUEST_FOIRE3 | Silver | 2:45 | 9900 | 14.752735 | -17.473425 | DAKAR | TRUE | Bi-Monthly | Ouakam _ Mermoz _ Yoff | Ouakam _ Mermoz _ Yoff | Ibrahima Faye |  | Narciss Manga |  | Mbaye Ndour | Papa Ngor Ndao | Dakar | FALSE | [12 empty] | Senelec | RUT956 | Online | FALSE | TRUE | Rooftop | Outdoor | Self Support Tower | 12 | 2 | FALSE | 1 | Free | 0 | 35000016 |  |  |  |  | RBS 6101 | 4 | module1: PSU AC03 - 2500; module2: PSU AC03 - 2500; module3: PSU AC03 - 2500 | 7500 | Lithium | Leoch 48V-TB | 48V | 100Ah | 400Ah | 4 | 41 | Bonne | FALSE | [10 empty] | TRUE | Non Conforme
SNDK0539 | DK1623 | DK_VDN _EXCLUSIVE | Silver | 2:45 | 9900 | 14.736876 | -17.473302 | DAKAR | TRUE | Bi-Monthly | Ouakam _ Mermoz _ Yoff | Ouakam _ Mermoz _ Yoff | Ibrahima Faye |  | Narciss Manga |  | Mbaye Ndour | Papa Ngor Ndao | Dakar | FALSE | [12 empty] | Senelec | RUT956 | Online | FALSE | TRUE | Rooftop | Outdoor | Self Support Tower | 6 | 0 | FALSE | 1 | Free | 0 | 35012976 |  |  |  |  | RBS 6101 | 3 | module1: PSU AC03 - 2500; module2: PSU AC03 - 2500; module3: PSU AC03 - 2500 | 7500 | Lithium | Leoch 48V-TB | 48V | 100Ah | 400Ah | 4 | 26 | Bonne | FALSE | [10 empty] | TRUE | Conforme
SNDK0682 | DK1624 | DK_MARISTE5 | Silver | 2:45 | 9900 | 14.739792 | -17.430408 | DAKAR | TRUE | Bi-Monthly | Castors _ HLM _ Maristes | Castors _ HLM _ Maristes | Papa Ababacar Nguer |  | Ombouele Embongo FranK |  | Ahmadou Bamba Ndiaye | Papa Ngor Ndao | Dakar | FALSE | [12 empty] | Senelec | RUT956 | Online | FALSE | TRUE | Rooftop | Outdoor | Self Support Tower | 9 | 0 | FALSE | 1 | Free | 0 | 30000364 |  |  |  |  | RBS 6101 | 4 | module1: PSU AC03 - 2500; module2: PSU AC03 - 2500; module3: PSU AC03 - 2500; module4: PSU AC03 - 2500 | 10000 | Lithium | Leoch 48V-TB | 48V | 100Ah | 400Ah | 4 | 23 | A changer | FALSE | [10 empty] | TRUE | Conforme
SNDK0254 | DK1625 | DK_LIBERTE4 | Silver | 2:45 | 9900 | 14.71876 | -17.45893 | DAKAR | TRUE | Bi-Monthly | Castors _ HLM _ Maristes | Castors _ HLM _ Maristes | Papa Ababacar Nguer |  | Ombouele Embongo FranK |  | Ahmadou Bamba Ndiaye | Papa Ngor Ndao | Dakar | FALSE | [12 empty] | Senelec | RUT956 | Online | FALSE | TRUE | Rooftop | Outdoor | Monopole | 6 | 0 | FALSE | 1 | Free | 0 | 35017177 |  |  |  |  | Delta Rev12 | 4 | module1: DPR 3000B-48; module2: DPR 3000B-48; module3: DPR 3000B-48; module4: DPR 3000B-48 | 12000 | OpZs(Acide) | Classic | 2V | 1080Ah | 1080Ah | 24 | 35 | Bonne | FALSE | [10 empty] | TRUE | Conforme
SNDK0255 | DK1626 | DK_LIB6_CEM | Silver | 2:45 | 9900 | 14.72539 | -17.46575 | DAKAR | TRUE | Bi-Monthly | Castors _ HLM _ Maristes | Castors _ HLM _ Maristes | Papa Ababacar Nguer |  | Ombouele Embongo FranK |  | Ahmadou Bamba Ndiaye | Papa Ngor Ndao | Dakar | FALSE | [12 empty] | Senelec | RUT956 | Online | FALSE | TRUE | Rooftop | Outdoor | Self Support Tower | 9 | 0 | FALSE | 1 | Free | 0 | 35011325 |  |  |  |  | Delta Rev12 | 4 | module1: DPR 3000B-48; module2: DPR 3000B-48; module3: DPR 3000B-48; module4: DPR 3000B-48 | 12000 | OpZs(Acide) | Classic | 2V | 1080Ah | 1080Ah | 24 | 24 | Bonne | FALSE | [10 empty] | TRUE | Conforme
SNDK0540 | DK1627 | DK_CAP_MANUEL | Silver | 2:45 | 9900 | 14.65039 | -17.433135 | DAKAR | TRUE | Bi-Monthly | Dakar Ouest | Dakar Ouest | El Hadji Koymine Diané |  | Ahmadou Bamba Seck |  | Mbaye Ndour | Papa Ngor Ndao | Dakar | FALSE | [12 empty] | Senelec | RUT956 | Online | FALSE | TRUE | Greenfield | Outdoor | Self Support Tower | 35 | 0 | FALSE | 1 | Free | 0 | 35000230 |  |  |  |  | Enclosure 6130 | 4 | module1: MR 3000B-48; module2: MR 3000B-48; module3: MR 3000B-48; module4: MR 3000B-48; module9: 12000 | 12000 | OpZs(Acide) | Classic | 2V | 1080Ah | 1080Ah | 24 | 21 | Bonne | FALSE | [10 empty] | TRUE | Conforme
SNDK0265 | DK1630 | DK_LYCEE_LAMINE_GEUYE | Silver | 2:45 | 9900 | 14.66282 | -17.43987 | DAKAR | TRUE | Bi-Monthly | Dakar Ouest | Dakar Ouest | El Hadji Koymine Diané |  | Ahmadou Bamba Seck |  | Mbaye Ndour | Papa Ngor Ndao | Dakar | FALSE | [12 empty] | Senelec | RUT956 | Offline | FALSE | TRUE | Rooftop | Outdoor | Self Support Tower | 9 | 0 | FALSE | 1 | Free | 0 | 35003942 |  |  |  |  | Enclosure 6130 | 4 | module1: MR 3000B-48; module2: MR 3000B-48; module3: MR 3000B-48; module4: MR 3000B-48; module9: 12000 | 12000 | OpZs(Acide) | Classic | 2V | 1080Ah | 1080Ah | 24 | 50 | Bonne | FALSE | [10 empty] | TRUE | Conforme
SNDK1177 | DK1634 | DK_TOUBA_SANDAGA | Silver | 2:45 | 9900 | 14.67041 | -17.43766 | DAKAR | TRUE | Bi-Monthly | Dakar Ouest | Dakar Ouest | El Hadji Koymine Diané |  | Ahmadou Bamba Seck |  | Mbaye Ndour | Papa Ngor Ndao | Dakar | FALSE | [12 empty] | Senelec | RUT956 | Online | FALSE | TRUE | Rooftop | Outdoor | Monopole | 6 | 0 | FALSE | 1 | Free | 0 | 35002547 |  |  |  |  | Enclosure 6130 | 4 | module1: MR 3000B-48; module2: MR 3000B-48; module3: MR 3000B-48; module4: MR 3000B-48; module9: 12000 |  | OpZs(Acide) | Classic | 2V | 1080Ah | 1080Ah | 24 | 19 | Bonne | FALSE | [10 empty] | TRUE | Conforme
SNDK0700 | DK1636 | DK_LAT-DIOR | Silver | 2:45 | 9900 | 14.668118 | -17.441719 | DAKAR | TRUE | Bi-Monthly | Dakar Ouest | Dakar Ouest | El Hadji Koymine Diané |  | Ahmadou Bamba Seck |  | Mbaye Ndour | Papa Ngor Ndao | Dakar | FALSE | [12 empty] | Senelec | RUT956 | Online | FALSE | TRUE | Rooftop | Outdoor | Self Support Tower | 9 | 0 | FALSE | 1 | Free | 0 | Pas de Compteur |  |  |  |  | Enclosure 6130 | 4 | module1: MR 3000B-48; module2: MR 3000B-48; module3: MR 3000B-48; module4: MR 3000B-48; module9: 12000 | 12000 | OpZs(Acide) | Classic | 2V | 1080Ah | 1080Ah | 24 | 26 | Bonne | FALSE | [10 empty] | TRUE | Conforme
SNDK0269 | DK1638 | DK_ARSENAL_MARINE | Silver | 2:45 | 9900 | 14.679648 | -17.434825 | DAKAR | TRUE | Bi-Monthly | Dakar Ouest | Dakar Ouest | El Hadji Koymine Diané |  | Ahmadou Bamba Seck |  | Mbaye Ndour | Papa Ngor Ndao | Dakar | FALSE | [12 empty] | Senelec | RUT956 | Online | FALSE | TRUE | Rooftop | Outdoor | Self Support Tower | 12 | 0 | FALSE | 1 | Free | 0 | Pas de Compteur |  |  |  |  | Delta Rev12 | 4 | module1: DPR 3000B-48; module2: DPR 3000B-48; module3: DPR 3000B-48; module4: DPR 3000B-48 | 12000 | OpZs(Acide) | Classic | 2V | 1080Ah | 1080Ah | 24 | 37 | Bonne | FALSE | [10 empty] | TRUE | Conforme
SNDK1178 | DK1642 | DK_DEMBA_DIOP | Silver | 2:45 | 9900 | 14.70995 | -17.46015 | DAKAR | TRUE | Bi-Monthly | Dakar Ouest | Dakar Ouest | El Hadji Koymine Diané |  | Ahmadou Bamba Seck |  | Mbaye Ndour | Papa Ngor Ndao | Dakar | FALSE | [12 empty] | Senelec | RUT956 | Online | FALSE | TRUE | Rooftop | Outdoor | Self Support Tower | 9 | 0 | FALSE | 1 | Free | 0 | 30022249 |  |  |  |  | Enclosure 6130 | 3 | module1: MR 3000B-48; module2: MR 3000B-48; module3: MR 3000B-48; module9: 9000 | 9000 | OpZs(Acide) | Classic | 2V | 1080Ah | 1080Ah | 24 | 30 | Bonne | FALSE | [10 empty] | TRUE | Conforme
SNDK1001 | DK1643 | DK_MERMOZ_PYROTECH | Silver | 2:45 | 9900 | 14.71235 | -17.47418 | DAKAR | TRUE | Bi-Monthly | Ouakam _ Mermoz _ Yoff | Ouakam _ Mermoz _ Yoff | Ibrahima Faye |  | Narciss Manga |  | Mbaye Ndour | Papa Ngor Ndao | Dakar | FALSE | [12 empty] | Senelec | RUT956 | Online | FALSE | TRUE | Rooftop | Outdoor | Self Support Tower | 12 | 0 | FALSE | 1 | Free | 0 | 35002977 |  |  |  |  | Delta Rev12 | 4 | module1: DPR 3000B-48; module2: DPR 3000B-48; module3: DPR 3000B-48; module4: DPR 3000B-48 | 12000 | OpZs(Acide) | Classic | 2V | 1080Ah | 1080Ah | 24 | 21 | Bonne | FALSE | [10 empty] | TRUE | Conforme
SNDK0683 | DK1644 | DK_LIBERTE6_CSE | Silver | 2:45 | 9900 | 14.72907 | -17.45866 | DAKAR | TRUE | Bi-Monthly | Castors _ HLM _ Maristes | Castors _ HLM _ Maristes | Papa Ababacar Nguer |  | Ombouele Embongo FranK |  | Ahmadou Bamba Ndiaye | Papa Ngor Ndao | Dakar | FALSE | [12 empty] | Senelec | RUT956 | Online | FALSE | TRUE | Rooftop | Outdoor | Self Support Tower | 12 | 1 | FALSE | 1 | Free | 0 | 35009132 |  |  |  |  | RBS 6101 | 4 | module1: PSU AC03 - 2500; module2: PSU AC03 - 2500; module3: PSU AC03 - 2500; module4: PSU AC03 - 2500 | 10000 | OpZs(Acide) | Classic | 2V | 1080Ah | 1080Ah | 24 | 40 | Bonne | FALSE | [10 empty] | TRUE | Conforme
SNDK0256 | DK1645 | DK_MERMOZ_SOTRAC | Silver | 2:45 | 9900 | 14.70728 | -17.47646 | DAKAR | TRUE | Bi-Monthly | Ouakam _ Mermoz _ Yoff | Ouakam _ Mermoz _ Yoff | Ibrahima Faye |  | Narciss Manga |  | Mbaye Ndour | Papa Ngor Ndao | Dakar | FALSE | [12 empty] | Senelec | RUT956 | Online | FALSE | TRUE | Rooftop | Outdoor | Self Support Tower | 12 | 0 | FALSE | 1 | Free | 0 | 35015446 |  |  |  |  | Delta Rev12 | 4 | module1: DPR 3000B-48; module2: DPR 3000B-48; module3: DPR 3000B-48; module4: DPR 3000B-48 | 12000 | OpZs(Acide) | Classic | 2V | 1080Ah | 1080Ah | 24 | 29 | Bonne | FALSE | [10 empty] | TRUE | Non Conforme
SNDK1179 | DK1646 | DK_BOULANGERIE_JAUNE | Silver | 2:45 | 9900 | 14.71823 | -17.46692 | DAKAR | TRUE | Bi-Monthly | Ouakam _ Mermoz _ Yoff | Ouakam _ Mermoz _ Yoff | Ibrahima Faye |  | Narciss Manga |  | Mbaye Ndour | Papa Ngor Ndao | Dakar | FALSE | [12 empty] | Senelec | RUT956 | Online | FALSE | TRUE | Rooftop | Outdoor | Self Support Tower | 12 | 0 | FALSE | 1 | Free | 0 | 30016137 |  |  |  |  | Delta Rev12 | 4 | module1: DPR 3000B-48; module2: DPR 3000B-48; module3: DPR 3000B-48; module4: DPR 3000B-48 | 12000 | OpZs(Acide) | Classic | 2V | 1080Ah | 1080Ah | 24 | 35 | Bonne | FALSE | [10 empty] | TRUE | Non Conforme
SNDK1180 | DK1647 | DK_SAPROLAIT | Silver | 2:45 | 9900 | 14.67688 | -17.4382 | DAKAR | TRUE | Bi-Monthly | Dakar Ouest | Dakar Ouest | El Hadji Koymine Diané |  | Ahmadou Bamba Seck |  | Mbaye Ndour | Papa Ngor Ndao | Dakar | FALSE | [12 empty] | Senelec | Pas de RMS | Pas de RMS | FALSE | TRUE | Rooftop | Outdoor | Self Support Tower | 9 | 0 | FALSE | 1 | Free | 0 | 350000090 |  |  |  |  | Enclosure 6130 | 4 | module1: MR 3000B-48; module2: MR 3000B-48; module3: MR 3000B-48; module4: MR 3000B-48; module9: 12000 | 12000 | OpZs(Acide) | Classic | 2V | 1080Ah | 1080Ah | 24 | 34 | Bonne | FALSE | [10 empty] | TRUE | Conforme
SNDK0862 | DK1648 | DK_HOTEL_NDIAMBOUR | Silver | 2:45 | 9900 | 14.668906 | -17.438055 | DAKAR | TRUE | Bi-Monthly | Dakar Ouest | Dakar Ouest | El Hadji Koymine Diané |  | Ahmadou Bamba Seck |  | Mbaye Ndour | Papa Ngor Ndao | Dakar | FALSE | [12 empty] | Senelec | RUT956 | Online | FALSE | TRUE | Rooftop | Outdoor | Self Support Tower | 6 | 0 | FALSE | 1 | Free | 0 | 35016828 |  |  |  |  | Enclosure 6130 | 4 | module1: MR 3000B-48; module2: MR 3000B-48; module3: MR 3000B-48; module4: MR 3000B-48; module9: 12000 | 12000 | OpZs(Acide) | Classic | 2V | 1080Ah | 1080Ah | 24 | 19 | Bonne | FALSE | [10 empty] | TRUE | Conforme
SNDK1002 | DK1649 | DK_CANAL OLYMPIA | Silver | 2:45 | 9900 | 14.67987 | -17.43811 | DAKAR | TRUE | Bi-Monthly | Dakar Ouest | Dakar Ouest | El Hadji Koymine Diané |  | Ahmadou Bamba Seck |  | Mbaye Ndour | Papa Ngor Ndao | Dakar | FALSE | [12 empty] | Senelec | RUT956 | Online | FALSE | TRUE | Rooftop | Outdoor | Monopole | 6 | 1 | FALSE | 1 | Free | 0 | 34000261 |  |  |  |  | Enclosure 6130 | 4 | module1: MR 3000B-48; module2: MR 3000B-48; module3: MR 3000B-48; module4: MR 3000B-48; module9: 12000 | 12000 | OpZs(Acide) | Classic | 2V | 1080Ah | 1080Ah | 24 | 34 | Bonne | FALSE | [10 empty] | TRUE | Conforme
SNDK0412 | DK1650 | DK_FANN_POINT_EAMITIÉ | Silver | 2:45 | 9900 | 14.682516 | -17.466387 | DAKAR | TRUE | Bi-Monthly | Dakar Ouest | Dakar Ouest | El Hadji Koymine Diané |  | Ahmadou Bamba Seck |  | Mbaye Ndour | Papa Ngor Ndao | Dakar | FALSE | [12 empty] | Senelec | RUT956 | Online | FALSE | TRUE | Rooftop | Outdoor | Self Support Tower | 9 | 0 | FALSE | 1 | Free | 0 | 35002405 |  |  |  |  | Enclosure 6130 | 4 | module1: MR 3000B-48; module2: MR 3000B-48; module3: MR 3000B-48; module4: MR 3000B-48; module9: 12000 | 12000 | OpZs(Acide) | Eternity | 2V | 1070Ah | 1070Ah | 24 | 29 | Bonne | FALSE | [10 empty] | TRUE | Conforme
SNDK1195 | DK1651 | DK_UNIVERSITE_EXT | Silver | 2:45 | 9900 | 14.688008 | -17.468695 | DAKAR | TRUE | Bi-Monthly | Dakar Ouest | Dakar Ouest | El Hadji Koymine Diané |  | Ahmadou Bamba Seck |  | Mbaye Ndour | Papa Ngor Ndao | Dakar | FALSE | [12 empty] | Senelec | RUT955 | Online | FALSE | TRUE | Rooftop | Outdoor | Self Support Tower | 9 | 0 | FALSE | 1 | Free | 0 | 35009525 |  |  |  |  | Delta Rev12 | 4 | module1: DPR 3000B-48; module2: DPR 3000B-48; module3: DPR 3000B-48; module4: DPR 3000B-48 | 12000 | Lithium | Leoch 48V-TB | 48V | 100Ah | 800Ah | 8 | 36 | Bonne | FALSE | [10 empty] | TRUE | Conforme
SNDK0864 | DK1654 | DK_LES_AMBASSADES | Silver | 2:45 | 9900 | 14.69555 | -17.45649 | DAKAR | TRUE | Bi-Monthly | Dakar Ouest | Dakar Ouest | El Hadji Koymine Diané |  | Ahmadou Bamba Seck |  | Mbaye Ndour | Papa Ngor Ndao | Dakar | FALSE | [12 empty] | Senelec | RUT956 | Offline | FALSE | TRUE | Rooftop | Outdoor | Self Support Tower | 6 | 0 | FALSE | 1 | Free | 0 | 35016909 |  |  |  |  | Enclosure 6130 | 4 | module1: MR 3000B-48; module2: MR 3000B-48; module3: MR 3000B-48; module4: MR 3000B-48; module9: 12000 | 12000 | OpZs(Acide) | Classic | 2V | 1080Ah | 1080Ah | 24 | 41 | Bonne | FALSE | [10 empty] | TRUE | Conforme
SNDK0397 | DK1656 | DK_TERRAIN_DJARAF | Silver | 2:45 | 9900 | 14.67982 | -17.45106 | DAKAR | TRUE | Bi-Monthly | Dakar Ouest | Dakar Ouest | El Hadji Koymine Diané |  | Ahmadou Bamba Seck |  | Mbaye Ndour | Papa Ngor Ndao | Dakar | FALSE | [12 empty] | Senelec | RUT956 | Online | FALSE | TRUE | Rooftop | Outdoor | Monopole | 6 | 0 | FALSE | 1 | Free | 0 | 35004061 |  |  |  |  | Enclosure 6130 | 4 | module1: MR 3000B-48; module2: MR 3000B-48; module3: MR 3000B-48; module4: MR 3000B-48; module9: 12000 | 12000 | OpZs(Acide) | Classic | 2V | 1080Ah | 1080Ah | 24 | 30 | Bonne | FALSE | [10 empty] | TRUE | Conforme
SNDK0257 | DK1657 | DK_MEDINA_RUE29 | Silver | 2:45 | 9900 | 14.6854885 | -17.4490879 | DAKAR | TRUE | Bi-Monthly | Dakar Ouest | Dakar Ouest | El Hadji Koymine Diané |  | Ahmadou Bamba Seck |  | Mbaye Ndour | Papa Ngor Ndao | Dakar | FALSE | [12 empty] | Senelec | RUT956 | Online | FALSE | TRUE | Rooftop | Outdoor | Monopole | 6 | 0 | FALSE | 1 | Free | 0 | 35001519 |  |  |  |  | Enclosure 6130 | 4 | module1: MR 3000B-48; module2: MR 3000B-48; module3: MR 3000B-48; module4: MR 3000B-48; module9: 12000 | 12000 | OpZs(Acide) | Classic | 2V | 1080Ah | 1080Ah | 24 | 52 | Bonne | FALSE | [10 empty] | TRUE | Conforme
SNDK1181 | DK1659 | DK_HLM_MADIEYE_SALL | Silver | 2:45 | 9900 | 14.7157801 | -17.4468584 | DAKAR | TRUE | Bi-Monthly | Castors _ HLM _ Maristes | Castors _ HLM _ Maristes | Papa Ababacar Nguer |  | Ombouele Embongo FranK |  | Ahmadou Bamba Ndiaye | Papa Ngor Ndao | Dakar | FALSE | [12 empty] | Senelec | RUT956 | Online | FALSE | TRUE | Rooftop | Outdoor | Self Support Tower | 9 | 1 | FALSE | 1 | Free | 0 | 30016139 |  |  |  |  | Enclosure 6130 | 4 | module1: MR 3000B-48; module2: MR 3000B-48; module3: MR 3000B-48; module4: MR 3000B-48; module9: 12000 | 12000 | OpZs(Acide) | Classic | 2V | 1080Ah | 1080Ah | 24 | 32 | Bonne | FALSE | [10 empty] | TRUE | Non Conforme
SNDK1003 | DK1660 | DK_DERKLE_CBAO | Silver | 2:45 | 9900 | 14.7259985 | -17.4470981 | DAKAR | TRUE | Bi-Monthly | Castors _ HLM _ Maristes | Castors _ HLM _ Maristes | Papa Ababacar Nguer |  | Ombouele Embongo FranK |  | Ahmadou Bamba Ndiaye | Papa Ngor Ndao | Dakar | FALSE | [12 empty] | Senelec | RUT956 | Online | FALSE | TRUE | Rooftop | Outdoor | Monopole | 6 | 0 | FALSE | 1 | Free | 0 | 30013439 |  |  |  |  | Enclosure 6130 | 3 | module1: MR 3000B-48; module2: MR 3000B-48; module3: MR 3000B-48; module9: 9000 | 9000 | OpZs(Acide) | Classic | 2V | 1080Ah | 1080Ah | 24 | 37 | Bonne | FALSE | [10 empty] | TRUE | Conforme
SNDK0403 | DK1661 | DK_SICAP_FOIRE | Silver | 2:45 | 9900 | 14.743841 | -17.460841 | DAKAR | TRUE | Bi-Monthly | Castors _ HLM _ Maristes | Castors _ HLM _ Maristes | Papa Ababacar Nguer |  | Ombouele Embongo FranK |  | Ahmadou Bamba Ndiaye | Papa Ngor Ndao | Dakar | FALSE | [12 empty] | Senelec | RUT956 | Online | FALSE | TRUE | Rooftop | Outdoor | Self Support Tower | 9 | 0 | FALSE | 1 | Free | 0 | 35015352 |  |  |  |  | Enclosure 6130 | 4 | module1: MR 3000B-48; module2: MR 3000B-48; module3: MR 3000B-48; module4: MR 3000B-48; module9: 12000 | 12000 | OpZs(Acide) | Classic | 2V | 1080Ah | 1080Ah | 24 | 28 | Bonne | FALSE | [10 empty] | TRUE | Conforme
SNDK0550 | DK1662 | DK_VDN_CPI | Silver | 2:45 | 9900 | 14.733072 | -17.472901 | DAKAR | TRUE | Bi-Monthly | Ouakam _ Mermoz _ Yoff | Ouakam _ Mermoz _ Yoff | Ibrahima Faye |  | Narciss Manga |  | Mbaye Ndour | Papa Ngor Ndao | Dakar | FALSE | [12 empty] | Senelec | RUT956 | Online | FALSE | TRUE | Rooftop | Outdoor | Self Support Tower | 12 | 0 | FALSE | 1 | Free | 0 | 35004559 |  |  |  |  | Delta Rev12 | 4 | module1: DPR 3000B-48; module2: DPR 3000B-48; module3: DPR 3000B-48; module4: DPR 3000B-48 | 12000 | OpZs(Acide) | Classic | 2V | 1080Ah | 1080Ah | 24 | 29 | Bonne | FALSE | [10 empty] | TRUE | Non Conforme
SNDK0846 | DK1663 | DK_ZONE_A | Silver | 2:45 | 9900 | 14.7023182 | -17.4549707 | DAKAR | TRUE | Bi-Monthly | Dakar Ouest | Dakar Ouest | El Hadji Koymine Diané |  | Ahmadou Bamba Seck |  | Mbaye Ndour | Papa Ngor Ndao | Dakar | FALSE | [12 empty] | Senelec | RUT956 | Online | FALSE | TRUE | Rooftop | Outdoor | Self Support Tower | 9 | 0 | FALSE | 1 | Free | 0 | 35004983 |  |  |  |  | Enclosure 6130 | 4 | module1: MR 3000B-48; module2: MR 3000B-48; module3: MR 3000B-48; module4: MR 3000B-48; module9: 12000 | 12000 | OpZs(Acide) | Classic | 2V | 1080Ah | 1080Ah | 24 | 23 | Bonne | FALSE | [10 empty] | TRUE | Conforme
SNDK0847 | DK1665 | DK_NGOR_MAIRIE | Silver | 2:45 | 9900 | 14.745416 | -17.515884 | DAKAR | TRUE | Bi-Monthly | Ouakam _ Mermoz _ Yoff | Ouakam _ Mermoz _ Yoff | Ibrahima Faye |  | Narciss Manga |  | Mbaye Ndour | Papa Ngor Ndao | Dakar | FALSE | [12 empty] | Senelec | RUT956 | Online | FALSE | TRUE | Rooftop | Outdoor | Self Support Tower | 12 | 0 | FALSE | 1 | Free | 0 | 35016946 |  |  |  |  | Enclosure 6130 | 4 | module1: MR 3000B-48; module2: MR 3000B-48; module3: MR 3000B-48; module4: MR 3000B-48; module9: 12000 | 12000 | OpZs(Acide) | Classic | 2V | 1080Ah | 1080Ah | 24 | 27 | Bonne | FALSE | [10 empty] | TRUE | Conforme
SNDK0694 | DK1666 | DK_NGOR_GRDE_MOSQUEE | Silver | 2:45 | 9900 | 14.749295 | -17.514904 | DAKAR | TRUE | Bi-Monthly | Ouakam _ Mermoz _ Yoff | Ouakam _ Mermoz _ Yoff | Ibrahima Faye |  | Narciss Manga |  | Mbaye Ndour | Papa Ngor Ndao | Dakar | FALSE | [12 empty] | Senelec | RUT956 | Online | FALSE | TRUE | Rooftop | Outdoor | Self Support Tower | 9 | 0 | FALSE | 1 | Free | 0 | 35006591 |  |  |  |  | Enclosure 6130 | 4 | module1: MR 3000B-48; module2: MR 3000B-48; module3: MR 3000B-48; module4: MR 3000B-48; module9: 12000 | 12000 | OpZs(Acide) | Classic | 2V | 1080Ah | 1080Ah | 24 | 19 | Bonne | FALSE | [10 empty] | TRUE | Conforme
SNDK0551 | DK1668 | DK_NGOR_MADJIDOU | Silver | 2:45 | 9900 | 14.751172 | -17.499598 | DAKAR | TRUE | Bi-Monthly | Ouakam _ Mermoz _ Yoff | Ouakam _ Mermoz _ Yoff | Ibrahima Faye |  | Narciss Manga |  | Mbaye Ndour | Papa Ngor Ndao | Dakar | FALSE | [12 empty] | Senelec | RUT956 | Online | FALSE | TRUE | Rooftop | Outdoor | Self Support Tower | 12 | 0 | FALSE | 1 | Free | 0 | 35005675 |  |  |  |  | Enclosure 6130 | 4 | module1: MR 3000B-48; module2: MR 3000B-48; module3: MR 3000B-48; module4: MR 3000B-48; module9: 12000 | 12000 | OpZs(Acide) | Classic | 2V | 1080Ah | 1080Ah | 24 | 23 | Bonne | FALSE | [10 empty] | TRUE | Conforme
SNDK0262 | DK1670 | DK_MAMELLES_BOA | Silver | 2:45 | 9900 | 14.733299 | -17.505714 | DAKAR | TRUE | Bi-Monthly | Ouakam _ Mermoz _ Yoff | Ouakam _ Mermoz _ Yoff | Ibrahima Faye |  | Narciss Manga |  | Mbaye Ndour | Papa Ngor Ndao | Dakar | FALSE | [12 empty] | Senelec | RUT956 | Online | FALSE | TRUE | Rooftop | Outdoor | Self Support Tower | 9 | 2 | FALSE | 1 | Free | 0 | 35003350 |  |  |  |  | Enclosure 6130 | 3 | module1: MR 3000B-48; module2: MR 3000B-48; module3: MR 3000B-48; module9: 9000 | 9000 | OpZs(Acide) | Classic | 2V | 1080Ah | 1080Ah | 24 | 25 | Bonne | FALSE | [10 empty] | TRUE | Non Conforme
SNDK0848 | DK1671 | DK_OUAKAM_TAGLON | Silver | 2:45 | 9900 | 14.7266406 | -17.4889224 | DAKAR | TRUE | Bi-Monthly | Ouakam _ Mermoz _ Yoff | Ouakam _ Mermoz _ Yoff | Ibrahima Faye |  | Narciss Manga |  | Mbaye Ndour | Papa Ngor Ndao | Dakar | FALSE | [12 empty] | Senelec | Pas de RMS | Pas de RMS | FALSE | TRUE | Rooftop | Outdoor | Self Support Tower | 12 | 0 | FALSE | 1 | Free | 0 | 35010902 |  |  |  |  | Delta Rev12 | 4 | module1: DPR 3000B-48; module2: DPR 3000B-48; module3: DPR 3000B-48; module4: DPR 3000B-48 | 12000 | OpZs(Acide) | Classic | 2V | 1080Ah | 1080Ah | 24 | 27 | Bonne | FALSE | [10 empty] | TRUE | Conforme
SNDK0118 | DK1672 | DK_OUAKAM_BRIOCHE | Silver | 2:45 | 9900 | 14.7293844 | -17.4927087 | DAKAR | TRUE | Bi-Monthly | Ouakam _ Mermoz _ Yoff | Ouakam _ Mermoz _ Yoff | Ibrahima Faye |  | Narciss Manga |  | Mbaye Ndour | Papa Ngor Ndao | Dakar | FALSE | [12 empty] | Senelec | Pas de RMS | Pas de RMS | FALSE | TRUE | Rooftop | Outdoor | Self Support Tower | 12 | 0 | FALSE | 1 | Free | 0 | 35005680 |  |  |  |  | Enclosure 6130 | 3 | module1: MR 3000B-48; module2: MR 3000B-48; module3: MR 3000B-48; module9: 9000 | 9000 | OpZs(Acide) | Classic | 2V | 1080Ah | 1080Ah | 24 | 18 | Bonne | FALSE | [10 empty] | TRUE | Non Conforme
SNDK0695 | DK1673 | DK_MOSQ_DIVINITE | Silver | 2:45 | 9900 | 14.7177034 | -17.4906347 | DAKAR | TRUE | Bi-Monthly | Ouakam _ Mermoz _ Yoff | Ouakam _ Mermoz _ Yoff | Ibrahima Faye |  | Narciss Manga |  | Mbaye Ndour | Papa Ngor Ndao | Dakar | FALSE | [12 empty] | Senelec | Pas de RMS | Pas de RMS | FALSE | TRUE | Rooftop | Outdoor | Self Support Tower | 12 | 0 | FALSE | 1 | Free | 0 | 35013560 |  |  |  |  | Enclosure 6130 | 4 | module1: MR 3000B-48; module2: MR 3000B-48; module3: MR 3000B-48; module4: MR 3000B-48; module9: 12000 | 12000 | OpZs(Acide) | Classic | 2V | 1080Ah | 1080Ah | 24 | 28 | Bonne | FALSE | [10 empty] | TRUE | Non Conforme
SNDK0404 | DK1675 | DK_OUAKAM_BIRA | Silver | 2:45 | 9900 | 14.7249421 | -17.4823577 | DAKAR | TRUE | Bi-Monthly | Ouakam _ Mermoz _ Yoff | Ouakam _ Mermoz _ Yoff | Ibrahima Faye |  | Narciss Manga |  | Mbaye Ndour | Papa Ngor Ndao | Dakar | FALSE | [12 empty] | Senelec | RUT956 | Online | FALSE | TRUE | Rooftop | Outdoor | Self Support Tower | 12 | 0 | FALSE | 1 | Free | 0 | 30018030 |  |  |  |  | Delta Rev12 | 4 | module1: DPR 3000B-48; module2: DPR 3000B-48; module3: DPR 3000B-48; module4: DPR 3000B-48 | 12000 | OpZs(Acide) | Classic | 2V | 1080Ah | 1080Ah | 24 | 20 | Bonne | FALSE | [10 empty] | TRUE | Conforme
SNDK0405 | DK1676 | DK_YOFF_BCEAO | Silver | 2:45 | 9900 | 14.760071 | -17.45983 | DAKAR | TRUE | Bi-Monthly | Ouakam _ Mermoz _ Yoff | Ouakam _ Mermoz _ Yoff | Ibrahima Faye |  | Narciss Manga |  | Mbaye Ndour | Papa Ngor Ndao | Dakar | FALSE | [12 empty] | Senelec | RUT956 | Online | FALSE | TRUE | Rooftop | Outdoor | Self Support Tower | 9 | 0 | FALSE | 1 | Free | 0 | 35001633 |  |  |  |  | Enclosure 6130 | 4 | module1: MR 3000B-48; module2: MR 3000B-48; module3: MR 3000B-48; module4: MR 3000B-48; module9: 12000 | 12000 | OpZs(Acide) | Classic | 2V | 1080Ah | 1080Ah | 24 | 21 | Bonne | FALSE | [10 empty] | TRUE | Non Conforme
SNDK1187 | DK1678 | DK_YOFF_LAYENNE | Gold | 2:45 | 9900 | 14.75962 | -17.46911 | DAKAR | TRUE | Monthly | Ouakam _ Mermoz _ Yoff | Ouakam _ Mermoz _ Yoff | Ibrahima Faye |  | Narciss Manga |  | Mbaye Ndour | Papa Ngor Ndao | Dakar | FALSE | [12 empty] | Senelec | RUT956 | Online | FALSE | TRUE | Rooftop | Outdoor | Self Support Tower | 12 | 0 | FALSE | 1 | Free | 0 | 35006593 |  |  |  |  | Delta Rev10 | 4 | module1: DPR 2900B-48; module2: DPR 2900B-48; module3: DPR 2900B-48; module4: DPR 2900B-48 | 11600 | Lithium | Leoch 48V-TB | 48V | 100Ah | 600Ah | 6 | 26 | Bonne | FALSE | [10 empty] | TRUE | Conforme
SNDK0152 | DK1679 | DK_SOPRIM_MOSQ | Silver | 2:45 | 9900 | 14.74953 | -17.43844 | DAKAR | TRUE | Bi-Monthly | Parcelles_Guediawaye | Parcelles_Guediawaye | Daouda Ndiaye |  | Moussa Ndiaye |  | Ahmadou Bamba Ndiaye | Papa Ngor Ndao | Dakar | FALSE | [12 empty] | Senelec | RUT956 | Online | FALSE | TRUE | Rooftop | Outdoor | Self Support Tower | 12 | 0 | FALSE | 1 | Free | 0 | 30015157 |  |  |  |  | Enclosure 6130 | 4 | module1: MR 3000B-48; module2: MR 3000B-48; module3: MR 3000B-48; module4: MR 3000B-48; module9: 12000 |  | OpZs(Acide) | Classic | 2V | 1080Ah | 1080Ah | 24 | 19 | Bonne | FALSE | [10 empty] | TRUE | Conforme
SNDK0720 | DK1680 | DK_PARCELLES_U15 | Silver | 2:45 | 9900 | 14.76325 | -17.44409 | DAKAR | TRUE | Bi-Monthly | Parcelles_Guediawaye | Parcelles_Guediawaye | Daouda Ndiaye |  | Moussa Ndiaye |  | Ahmadou Bamba Ndiaye | Papa Ngor Ndao | Dakar | FALSE | [12 empty] | Senelec | RUT956 | Online | FALSE | TRUE | Rooftop | Outdoor | Self Support Tower | 9 | 0 | FALSE | 1 | Free | 0 | 35012693 |  |  |  |  | Delta Rev12 | 4 | module1: DPR 3000B-48; module2: DPR 3000B-48; module3: DPR 3000B-48; module4: DPR 3000B-48 | 12000 | OpZs(Acide) | Classic | 2V | 1080Ah | 1080Ah | 24 | 30 | Bonne | FALSE | [10 empty] | TRUE | Conforme
SNDK0697 | DK1681 | DK_ZONE_INDUSTRIEL2 | Silver | 2:45 | 9900 | 14.710027 | -17.4351123 | DAKAR | TRUE | Bi-Monthly | Castors _ HLM _ Maristes | Castors _ HLM _ Maristes | Papa Ababacar Nguer |  | Ombouele Embongo FranK |  | Ahmadou Bamba Ndiaye | Papa Ngor Ndao | Dakar | FALSE | [12 empty] | Senelec | RUT956 | Online | FALSE | TRUE | Rooftop | Outdoor | Self Support Tower | 12 | 0 | FALSE | 1 | Free | 0 | 35012928 |  |  |  |  | Enclosure 6130 | 4 | module1: MR 3000B-48; module2: MR 3000B-48; module3: MR 3000B-48; module4: MR 3000B-48; module9: 12000 | 12000 | OpZs(Acide) | Classic | 2V | 1080Ah | 1080Ah | 24 | 36 | Bonne | FALSE | [10 empty] | TRUE | Conforme
SNDK0849 | DK1682 | DK_BEL_AIR_SDE | Silver | 2:45 | 9900 | 14.7186856 | -17.4342195 | DAKAR | TRUE | Bi-Monthly | Castors _ HLM _ Maristes | Castors _ HLM _ Maristes | Papa Ababacar Nguer |  | Ombouele Embongo FranK |  | Ahmadou Bamba Ndiaye | Papa Ngor Ndao | Dakar | FALSE | [12 empty] | Senelec | RUT956 | Online | FALSE | TRUE | Rooftop | Outdoor | Self Support Tower | 12 | 0 | FALSE | 1 | Free | 0 | 300167688 |  |  |  |  | Enclosure 6130 | 4 | module1: MR 3000B-48; module2: MR 3000B-48; module3: MR 3000B-48; module4: MR 3000B-48; module9: 12000 | 12000 | OpZs(Acide) | Classic | 2V | 1080Ah | 1080Ah | 24 | 33 | Bonne | FALSE | [10 empty] | TRUE | Non Conforme
SNDK0698 | DK1683 | DK_SERVICES_MINES | Silver | 2:45 | 9900 | 14.69753 | -17.43956 | DAKAR | TRUE | Bi-Monthly | Dakar Ouest | Dakar Ouest | El Hadji Koymine Diané |  | Ahmadou Bamba Seck |  | Mbaye Ndour | Papa Ngor Ndao | Dakar | FALSE | [12 empty] | Senelec | RUT956 | Online | FALSE | TRUE | Greenfield | Outdoor | Self Support Tower | 35 | 0 | FALSE | 1 | Free | 0 | 35013474 |  |  |  |  | Delta Rev10 | 4 | module1: DPR 2900B-48; module2: DPR 2900B-48; module3: DPR 2900B-48; module4: DPR 2900B-48 | 11600 | Lithium | Leoch 48V-TB | 48V | 100Ah | 600Ah | 6 | 86 | Bonne | FALSE | [10 empty] | TRUE | Conforme
SNDK1041 | DK1685 | DL_MALIKA_PLAGE2 | Silver | 2:45 | 9900 | 14.79838 | -17.33475 | DAKAR | TRUE | Bi-Monthly | Parcelles_Guediawaye | Parcelles_Guediawaye | Daouda Ndiaye |  | Moussa Ndiaye |  | Ahmadou Bamba Ndiaye | Papa Ngor Ndao | Dakar | FALSE | [12 empty] | Senelec | Pas de RMS | Pas de RMS | FALSE | TRUE | Rooftop | Outdoor | Self Support Tower | 9 | 0 | FALSE | 1 | Free | 0 | 30022056 |  |  |  |  | Delta Rev12 | 4 | module1: DPR 3000B-48; module2: DPR 3000B-48; module3: DPR 3000B-48; module4: DPR 3000B-48 | 12000 | OpZs(Acide) | Classic | 2V | 1080Ah | 1080Ah | 24 | 29 | Bonne | FALSE | [10 empty] | TRUE | Non Conforme
SNDK1042 | DK1686 | DK_GOLF_LAS_PALMAS | Silver | 2:45 | 9900 | 14.77187 | -17.40124 | DAKAR | TRUE | Bi-Monthly | Parcelles_Guediawaye | Parcelles_Guediawaye | Daouda Ndiaye |  | Moussa Ndiaye |  | Ahmadou Bamba Ndiaye | Papa Ngor Ndao | Dakar | FALSE | [12 empty] | Senelec | RUT956 | Online | FALSE | TRUE | Rooftop | Outdoor | Self Support Tower | 12 | 0 | FALSE | 1 | Free | 0 | 35010045 |  |  |  |  | Enclosure 6130 | 4 | module1: MR 3000B-48; module2: MR 3000B-48; module3: MR 3000B-48; module4: MR 3000B-48; module9: 12000 | 12000 | OpZs(Acide) | Classic | 2V | 1080Ah | 1080Ah | 24 | 38 | Bonne | FALSE | [10 empty] | TRUE | Non Conforme
SNDK0881 | DK1687 | DK_YEUMBEUL_COMICO | Silver | 2:45 | 9900 | 14.77373 | -17.35022 | DAKAR | TRUE | Bi-Monthly | Thiaroye _ Pikine _ Mbao | Thiaroye _ Pikine _ Mbao | Modou Gueye Diouf |  | Abdoulaye Ndiaye |  | Baidy Sall | Papa Ngor Ndao | Dakar | FALSE | [12 empty] | Senelec | RUT956 | Online | FALSE | TRUE | Rooftop | Outdoor | Self Support Tower | 12 | 0 | FALSE | 1 | Free | 0 | 35003616 |  |  |  |  | Enclosure 6130 | 4 | module1: MR 3000B-48; module2: MR 3000B-48; module3: MR 3000B-48; module4: MR 3000B-48; module9: 12000 | 12000 | OpZs(Acide) | Classic | 2V | 1080Ah | 1080Ah | 24 | 48 | Bonne | FALSE | [10 empty] | TRUE | Conforme
SNDK0574 | DK1688 | DK_GOLF_HAMO3 | Silver | 2:45 | 9900 | 14.77818 | -17.40727 | DAKAR | TRUE | Bi-Monthly | Parcelles_Guediawaye | Parcelles_Guediawaye | Daouda Ndiaye |  | Moussa Ndiaye |  | Ahmadou Bamba Ndiaye | Papa Ngor Ndao | Dakar | FALSE | [12 empty] | Senelec | RUT956 | Online | FALSE | TRUE | Rooftop | Outdoor | Self Support Tower | 9 | 0 | FALSE | 1 | Free | 0 | 30022465 |  |  |  |  | Delta Rev12 | 4 | module1: DPR 3000B-48; module2: DPR 3000B-48; module3: DPR 3000B-48; module4: DPR 3000B-48 | 12000 | OpZs(Acide) | Classic | 2V | 1080Ah | 1080Ah | 24 | 30 | Bonne | FALSE | [10 empty] | TRUE | Conforme
SNDK0141 | DK1689 | DK_MALIKA_MONTAGNE | Silver | 2:45 | 9900 | 14.79443 | -17.32599 | DAKAR | TRUE | Bi-Monthly | Keur Massar _ Bambilor | Keur Massar _ Bambilor | Ibrahima Konate |  | Oumar Ndiaye |  | Baidy Sall | Papa Ngor Ndao | Dakar | FALSE | [12 empty] | Senelec | RUT956 | Online | FALSE | TRUE | Rooftop | Outdoor | Self Support Tower | 9 | 0 | FALSE | 1 | Free | 0 | 35002217 |  |  |  |  | Delta Rev12 | 4 | module1: DPR 3000B-48; module2: DPR 3000B-48; module3: DPR 3000B-48; module4: DPR 3000B-48 | 12000 | OpZs(Acide) | Classic | 2V | 1080Ah | 1080Ah | 24 | 26 | Bonne | FALSE | [10 empty] | TRUE | Conforme
SNDK0426 | DK1690 | DK_LYCEE_MBAO | Silver | 2:45 | 9900 | 14.73697 | -17.32149 | DAKAR | TRUE | Bi-Monthly | Thiaroye _ Pikine _ Mbao | Thiaroye _ Pikine _ Mbao | Modou Gueye Diouf |  | Abdoulaye Ndiaye |  | Baidy Sall | Papa Ngor Ndao | Dakar | FALSE | [12 empty] | Senelec | RUT956 | Online | FALSE | TRUE | Rooftop | Outdoor | Self Support Tower | 9 | 0 | FALSE | 1 | Free | 0 | 35017807 |  |  |  |  | Enclosure 6130 | 4 | module1: MR 3000B-48; module2: MR 3000B-48; module3: MR 3000B-48; module4: MR 3000B-48; module9: 12000 | 12000 | OpZs(Acide) | Classic | 2V | 1080Ah | 1080Ah | 24 | 24 | Bonne | FALSE | [10 empty] | TRUE | Conforme
SNDK0284 | DK1691 | DK_MBAO_FLAMBOYANT | Silver | 2:45 | 9900 | 14.73896 | -17.31212 | DAKAR | TRUE | Bi-Monthly | Rufisque_Bargny | Rufisque_Bargny | Ahmet Diene Hann |  | Mamadou leye Dembele |  | Baidy Sall | Papa Ngor Ndao | Dakar | FALSE | [12 empty] | Senelec | RUT956 | Online | FALSE | TRUE | Rooftop | Outdoor | Self Support Tower | 9 | 0 | FALSE | 1 | Free | 0 | 30017094 |  |  |  |  | Enclosure 6130 | 4 | module1: MR 3000B-48; module2: MR 3000B-48; module3: MR 3000B-48; module4: MR 3000B-48; module9: 12000 | 12000 | OpZs(Acide) | Classic | 2V | 1080Ah | 1080Ah | 24 | 29 | Bonne | FALSE | [10 empty] | TRUE | Conforme
SNDK0285 | DK1693 | DK_MBAO_KAWSARA | Silver | 2:45 | 9900 | 14.74654 | -17.30521 | DAKAR | TRUE | Bi-Monthly | Rufisque_Bargny | Rufisque_Bargny | Ahmet Diene Hann |  | Mamadou leye Dembele |  | Baidy Sall | Papa Ngor Ndao | Dakar | FALSE | [12 empty] | Senelec | RUT956 | Online | FALSE | TRUE | Rooftop | Outdoor | Self Support Tower | 12 | 1 | FALSE | 1 | Free | 0 | 35011500 |  |  |  |  | Enclosure 6130 | 4 | module1: MR 3000B-48; module2: MR 3000B-48; module3: MR 3000B-48; module4: MR 3000B-48; module9: 12000 | 12000 | OpZs(Acide) | Classic | 2V | 1080Ah | 1080Ah | 24 | 31 | Bonne | FALSE | [10 empty] | TRUE | Conforme
SNDK1043 | DK1694 | DK_PEAGE_DALIFORT | Silver | 2:45 | 9900 | 14.74489 | -17.41101 | DAKAR | TRUE | Bi-Monthly | Castors _ HLM _ Maristes | Castors _ HLM _ Maristes | Papa Ababacar Nguer |  | Ombouele Embongo FranK |  | Ahmadou Bamba Ndiaye | Papa Ngor Ndao | Dakar | FALSE | [12 empty] | Senelec | RUT956 | Online | FALSE | TRUE | Rooftop | Outdoor | Monopole | 6 | 0 | FALSE | 1 | Free | 0 | 35003398 |  |  |  |  | Enclosure 6130 | 4 | module1: MR 3000B-48; module2: MR 3000B-48; module3: MR 3000B-48; module4: MR 3000B-48; module9: 12000 | 12000 | OpZs(Acide) | Classic | 2V | 1080Ah | 1080Ah | 24 | 31 | Bonne | FALSE | [10 empty] | TRUE | Conforme
SNDK1210 | DK1695 | DK_MALIKA_WAROUAYE | Silver | 2:45 | 9900 | 14.79253 | -17.35374 | DAKAR | TRUE | Bi-Monthly | Parcelles_Guediawaye | Parcelles_Guediawaye | Daouda Ndiaye |  | Moussa Ndiaye |  | Ahmadou Bamba Ndiaye | Papa Ngor Ndao | Dakar | FALSE | [12 empty] | Senelec | RUT | Online | FALSE | TRUE | Rooftop | Outdoor | Self Support Tower | 12 | 0 | FALSE | 1 | Free | 0 | 35002592 |  |  |  |  | Enclosure 6130 | 4 | module1: MR 3000B-48; module2: MR 3000B-48; module3: MR 3000B-48; module4: MR 3000B-48; module9: 12000 | 12000 | OpZs(Acide) | Classic | 2V | 1080Ah | 1080Ah | 24 | 27 | Bonne | FALSE | [10 empty] | TRUE | Conforme
SNDK1211 | DK1697 | DK_BAUX_MARAICHERS | Silver | 2:45 | 9900 | 14.74358 | -17.39981 | DAKAR | TRUE | Bi-Monthly | Thiaroye _ Pikine _ Mbao | Thiaroye _ Pikine _ Mbao | Modou Gueye Diouf |  | Abdoulaye Ndiaye |  | Baidy Sall | Papa Ngor Ndao | Dakar | FALSE | [12 empty] | Senelec | RUT956 | Online | FALSE | TRUE | Rooftop | Outdoor | Self Support Tower | 12 | 0 | FALSE | 1 | Free | 0 | 36007150 |  |  |  |  | Delta Rev12 | 3 | module1: DPR 3000B-48; module2: DPR 3000B-48; module3: DPR 3000B-48 | 9000 | OpZs(Acide) | Classic | 2V | 1080Ah | 1080Ah | 24 | 34 | Bonne | FALSE | [10 empty] | TRUE | Conforme
SNDK0286 | DK1698 | DK_GUINAW_RAIL | Silver | 2:45 | 9900 | 14.74712 | -17.38309 | DAKAR | TRUE | Bi-Monthly | Thiaroye _ Pikine _ Mbao | Thiaroye _ Pikine _ Mbao | Modou Gueye Diouf |  | Abdoulaye Ndiaye |  | Baidy Sall | Papa Ngor Ndao | Dakar | FALSE | [12 empty] | Senelec | RUT956 | Online | FALSE | TRUE | Rooftop | Outdoor | Self Support Tower | 12 | 0 | FALSE | 1 | Free | 0 | 35000304 |  |  |  |  | Enclosure 6130 | 4 | module1: MR 3000B-48; module2: MR 3000B-48; module3: MR 3000B-48; module4: MR 3000B-48; module9: 12000 | 12000 | OpZs(Acide) | Classic | 2V | 1080Ah | 1080Ah | 24 | 28 | Bonne | FALSE | [10 empty] | TRUE | Conforme
SNDK1212 | DK1700 | DK_KM_RAHMANE | Silver | 2:45 | 9900 | 14.79386 | -17.31417 | DAKAR | TRUE | Bi-Monthly | Keur Massar _ Bambilor | Keur Massar _ Bambilor | Ibrahima Konate |  | Oumar Ndiaye |  | Baidy Sall | Papa Ngor Ndao | Dakar | FALSE | [12 empty] | Senelec | RUT956 | Online | FALSE | TRUE | Rooftop | Outdoor | Self Support Tower | 9 | 0 | FALSE | 1 | Free | 0 | 35015613 |  |  |  |  | Delta Rev12 | 4 | module1: DPR 3000B-48; module2: DPR 3000B-48; module3: DPR 3000B-48; module4: DPR 3000B-48 | 12000 | OpZs(Acide) | Classic | 2V | 1080Ah | 1080Ah | 24 | 26 | Bonne | FALSE | [10 empty] | TRUE | Conforme
SNDK0294 | DK1703 | DK_SEBIGARE | Silver | 2:45 | 9900 | 14.74146 | -17.15414 | DAKAR | TRUE | Bi-Monthly | Rufisque_Bargny | Rufisque_Bargny | Ahmet Diene Hann |  | Mamadou leye Dembele |  | Baidy Sall | Papa Ngor Ndao | Dakar | FALSE | [12 empty] | Senelec | RUT956 | Online | FALSE | TRUE | Greenfield | Outdoor | Self Support Tower | 35 | 1 | FALSE | 1 | Free | 0 | 35007179 |  |  |  |  | Delta Rev12 | 4 | module1: DPR 3000B-48; module2: DPR 3000B-48; module3: DPR 3000B-48; module4: DPR 3000B-48 | 12000 | OpZs(Acide) | Classic | 2V | 1080Ah | 1080Ah | 24 | 68 | Bonne | FALSE | [10 empty] | TRUE | Conforme
SNDK0582 | DK1704 | DK_DENI_MALI_GUEYE | Silver | 2:45 | 9900 | 14.74066 | -17.1811 | DAKAR | TRUE | Bi-Monthly | Rufisque_Bargny | Rufisque_Bargny | Ahmet Diene Hann |  | Mamadou leye Dembele |  | Baidy Sall | Papa Ngor Ndao | Dakar | FALSE | [12 empty] | Senelec | RUT955 | Online | FALSE | TRUE | Greenfield | Outdoor | Self Support Tower | 35 | 0 | FALSE | 1 | Free | 0 | 35008400 |  |  |  |  | Delta Rev12 | 4 | module1: DPR 3000B-48; module2: DPR 3000B-48; module3: DPR 3000B-48; module4: DPR 3000B-48 | 12000 | OpZs(Acide) | Classic | 2V | 1080Ah | 1080Ah | 24 | 43 | Bonne | FALSE | [10 empty] | TRUE | Conforme
SNDK0295 | DK1705 | DK_DOUGAR_IOUSSA | Silver | 2:45 | 9900 | 14.71489 | -17.15282 | DAKAR | TRUE | Bi-Monthly | Rufisque_Bargny | Rufisque_Bargny | Ahmet Diene Hann |  | Mamadou leye Dembele |  | Baidy Sall | Papa Ngor Ndao | Dakar | FALSE | [12 empty] | Senelec | RUT956 | Online | FALSE | TRUE | Greenfield | Outdoor | Self Support Tower | 35 | 0 | FALSE | 1 | Free | 0 | 35005089 |  |  |  |  | Delta Rev12 | 4 | module1: DPR 3000B-48; module2: DPR 3000B-48; module3: DPR 3000B-48; module4: DPR 3000B-48 | 12000 | Lithium | Leoch 48V-TB | 48V | 100Ah | 700Ah | 7 | 94 | Bonne | FALSE | [10 empty] | TRUE | Conforme
SNDK0296 | DK1706 | DK_RUF_CITE_SENELEC | Silver | 2:45 | 9900 | 14.73276 | -17.2746 | DAKAR | TRUE | Bi-Monthly | Rufisque_Bargny | Rufisque_Bargny | Ahmet Diene Hann |  | Mamadou leye Dembele |  | Baidy Sall | Papa Ngor Ndao | Dakar | FALSE | [12 empty] | Senelec | RUT956 | Online | FALSE | TRUE | Rooftop | Outdoor | Self Support Tower | 9 | 0 | FALSE | 1 | Free | 0 | 30013107 |  |  |  |  | Enclosure 6130 | 4 | module1: MR 3000B-48; module2: MR 3000B-48; module3: MR 3000B-48; module4: MR 3000B-48; module9: 12000 | 12000 | OpZs(Acide) | Classic | 2V | 1080Ah | 1080Ah | 24 | 32 | Bonne | FALSE | [10 empty] | TRUE | Conforme
SNDK0149 | DK1707 | DK_RUF_FASS_NOFLAYE | Silver | 2:45 | 9900 | 14.72725 | -17.27822 | DAKAR | TRUE | Bi-Monthly | Rufisque_Bargny | Rufisque_Bargny | Ahmet Diene Hann |  | Mamadou leye Dembele |  | Baidy Sall | Papa Ngor Ndao | Dakar | FALSE | [12 empty] | Senelec | RUT956 | Online | FALSE | TRUE | Rooftop | Outdoor | Self Support Tower | 12 | 0 | FALSE | 1 | Free | 0 | 35015879 |  |  |  |  | Enclosure 6130 | 3 | module1: MR 3000B-48; module2: MR 3000B-48; module3: MR 3000B-48; module9: 9000 | 9000 | OpZs(Acide) | Classic | 2V | 1080Ah | 1080Ah | 24 | 22 | Bonne | FALSE | [10 empty] | TRUE | Conforme
SNDK0583 | DK1708 | DK_SENDOU_VILLAGE | Silver | 2:45 | 9900 | 14.67237 | -17.2054 | DAKAR | TRUE | Bi-Monthly | Rufisque_Bargny | Rufisque_Bargny | Ahmet Diene Hann |  | Mamadou leye Dembele |  | Baidy Sall | Papa Ngor Ndao | Dakar | FALSE | [12 empty] | Senelec | RUT955 | Online | FALSE | TRUE | Greenfield | Outdoor | Self Support Tower | 35 | 0 | FALSE | 1 | Free | 0 | 35007171 |  |  |  |  | Delta Rev10 | 6 | DPR 2900B-48 | DPR 2900B-48 | DPR 2900B-48 | DPR 2900B-48 | DPR 2900B-48 | DPR 2900B-48 |  |  |  | 17400 | Lithium | Leoch 48V-TB | 48V | 100Ah | 900Ah | 9 | 85 | Bonne | FALSE | [10 empty] | TRUE | Conforme
SNDK0850 | DK1711 | DK_ECL_ISSA_KANE | Silver | 2:45 | 9900 | 14.70726 | -17.45389 | DAKAR | TRUE | Bi-Monthly | Dakar Ouest | Dakar Ouest | El Hadji Koymine Diané |  | Ahmadou Bamba Seck |  | Mbaye Ndour | Papa Ngor Ndao | Dakar | FALSE | [12 empty] | Senelec | RUT956 | Online | FALSE | TRUE | Rooftop | Outdoor | Self Support Tower | 9 | 0 | FALSE | 1 | Free | 0 | 30005931 |  |  |  |  | Enclosure 6130 | 3 | module1: MR 3000B-48; module2: MR 3000B-48; module3: MR 3000B-48; module9: 9000 | 9000 | OpZs(Acide) | Classic | 2V | 1080Ah | 1080Ah | 24 | 29 | Bonne | FALSE | [10 empty] | TRUE | Conforme
SNDK0119 | DK1712 | DK_TERMINUS_LIB5 | Silver | 2:45 | 9900 | 14.72263 | -17.45963 | DAKAR | TRUE | Bi-Monthly | Castors _ HLM _ Maristes | Castors _ HLM _ Maristes | Papa Ababacar Nguer |  | Ombouele Embongo FranK |  | Ahmadou Bamba Ndiaye | Papa Ngor Ndao | Dakar | FALSE | [12 empty] | Senelec | RUT956 | Online | FALSE | TRUE | Rooftop | Outdoor | Monopole | 6 | 0 | FALSE | 1 | Free | 0 | 30016136 |  |  |  |  | Delta Rev12 | 4 | module1: DPR 3000B-48; module2: DPR 3000B-48; module3: DPR 3000B-48; module4: DPR 3000B-48 | 12000 | OpZs(Acide) | Classic | 2V | 1080Ah | 1080Ah | 24 | 29 | Bonne | FALSE | [10 empty] | TRUE | Non Conforme
SNDK1012 | DK1713 | DK_MOSQ_NORD_LIB6 | Silver | 2:45 | 9900 | 14.72965 | -17.46702 | DAKAR | TRUE | Bi-Monthly | Castors _ HLM _ Maristes | Castors _ HLM _ Maristes | Papa Ababacar Nguer |  | Ombouele Embongo FranK |  | Ahmadou Bamba Ndiaye | Papa Ngor Ndao | Dakar | FALSE | [12 empty] | Senelec | RUT956 | Online | FALSE | TRUE | Rooftop | Outdoor | Monopole | 6 | 0 | FALSE | 1 | Free | 0 | 35012736 |  |  |  |  | Delta Rev12 | 4 | module1: DPR 3000B-48; module2: DPR 3000B-48; module3: DPR 3000B-48; module4: DPR 3000B-48 | 12000 | OpZs(Acide) | Classic | 2V | 1080Ah | 1080Ah | 24 | 23 | Bonne | FALSE | [10 empty] | TRUE | Conforme
SNDK0851 | DK1714 | DK_YALLA_SUUREN | Silver | 2:45 | 9900 | 14.70912 | -17.46886 | DAKAR | TRUE | Bi-Monthly | Dakar Ouest | Dakar Ouest | El Hadji Koymine Diané |  | Ahmadou Bamba Seck |  | Mbaye Ndour | Papa Ngor Ndao | Dakar | FALSE | [12 empty] | Senelec | RUT956 | Online | FALSE | TRUE | Rooftop | Outdoor | Monopole | 6 | 0 | FALSE | 1 | Free | 0 | 35011329 |  |  |  |  | Delta Rev12 | 4 | module1: DPR 3000B-48; module2: DPR 3000B-48; module3: DPR 3000B-48; module4: DPR 3000B-48 | 12000 | OpZs(Acide) | Classic | 2V | 1080Ah | 1080Ah | 24 | 38 | Bonne | FALSE | [10 empty] | TRUE | Conforme
SNDK0120 | DK1715 | DK_CITE_MILLIONAIRE2 | Silver | 2:45 | 9900 | 14.74045 | -17.44728 | DAKAR | TRUE | Bi-Monthly | Castors _ HLM _ Maristes | Castors _ HLM _ Maristes | Papa Ababacar Nguer |  | Ombouele Embongo FranK |  | Ahmadou Bamba Ndiaye | Papa Ngor Ndao | Dakar | FALSE | [12 empty] | Senelec | RUT956 | Online | FALSE | TRUE | Rooftop | Outdoor | Monopole | 6 | 0 | FALSE | 1 | Free | 0 | 35008171 |  |  |  |  | Enclosure 6130 | 4 | module1: MR 3000B-48; module2: MR 3000B-48; module3: MR 3000B-48; module4: MR 3000B-48; module9: 12000 | 12000 | OpZs(Acide) | Classic | 2V | 1080Ah | 1080Ah | 24 | 24 | Bonne | FALSE | [10 empty] | TRUE | Non Conforme
SNDK1077 | DK1716 | DK_DIAMNIADIO_SUD | Silver | 2:45 | 9900 | 14.71452 | -17.18868 | DAKAR | TRUE | Bi-Monthly | Rufisque_Bargny | Rufisque_Bargny | Ahmet Diene Hann |  | Mamadou leye Dembele |  | Baidy Sall | Papa Ngor Ndao | Dakar | FALSE | [12 empty] | Senelec | RUT956 | Online | FALSE | TRUE | Rooftop | Outdoor | Self Support Tower | 12 | 0 | FALSE | 1 | Free | 0 | 35013743 |  |  |  |  | Enclosure 6130 | 4 | module1: MR 3000B-48; module2: MR 3000B-48; module3: MR 3000B-48; module4: MR 3000B-48; module9: 12000 | 12000 | OpZs(Acide) | Classic | 2V | 1080Ah | 1080Ah | 24 | 35 | Bonne | FALSE | [10 empty] | TRUE | Conforme
SNDK0745 | DK1717 | DK_DIAMNIADIO2 | Silver | 2:45 | 9900 | 14.71397 | -17.18045 | DAKAR | TRUE | Bi-Monthly | Rufisque_Bargny | Rufisque_Bargny | Ahmet Diene Hann |  | Mamadou leye Dembele |  | Baidy Sall | Papa Ngor Ndao | Dakar | FALSE | [12 empty] | Senelec | Pas de RMS | Pas de RMS | FALSE | TRUE | Rooftop | Outdoor | Self Support Tower | 9 | 0 | FALSE | 1 | Free | 0 | 35008394 |  |  |  |  | Enclosure 6130 | 4 | module1: MR 3000B-48; module2: MR 3000B-48; module3: MR 3000B-48; module4: MR 3000B-48; module9: 12000 | 12000 | OpZs(Acide) | Classic | 2V | 1080Ah | 1080Ah | 24 | 31 | Bonne | FALSE | [10 empty] | TRUE | Conforme
SNDK0601 | DK1718 | DK_DIAMN_BANLIEU | Silver | 2:45 | 9900 | 14.70595 | -17.18276 | DAKAR | TRUE | Bi-Monthly | Rufisque_Bargny | Rufisque_Bargny | Ahmet Diene Hann |  | Mamadou leye Dembele |  | Baidy Sall | Papa Ngor Ndao | Dakar | FALSE | [12 empty] | Senelec | RUT956 | Online | FALSE | TRUE | Greenfield | Outdoor | Self Support Tower | 35 | 0 | FALSE | 1 | Free | 0 | 35013502 |  |  |  |  | Enclosure 6130 | 4 | module1: MR 3000B-48; module2: MR 3000B-48; module3: MR 3000B-48; module4: MR 3000B-48; module9: 12000 | 12000 | OpZs(Acide) | Classic | 2V | 1080Ah | 1080Ah | 24 | 28 | Bonne | FALSE | [10 empty] | TRUE | Conforme
SNDK1051 | DK1719 | DK_THIAROY_NDAWENE2 | Silver | 2:45 | 9900 | 14.77092 | -17.36708 | DAKAR | TRUE | Bi-Monthly | Thiaroye _ Pikine _ Mbao | Thiaroye _ Pikine _ Mbao | Modou Gueye Diouf |  | Abdoulaye Ndiaye |  | Baidy Sall | Papa Ngor Ndao | Dakar | FALSE | [12 empty] | Senelec | RUT956 | Online | FALSE | TRUE | Rooftop | Outdoor | Self Support Tower | 12 | 0 | FALSE | 1 | Free | 0 | 35003913 |  |  |  |  | Delta Rev12 | 4 | module1: DPR 3000B-48; module2: DPR 3000B-48; module3: DPR 3000B-48; module4: DPR 3000B-48 | 12000 | OpZs(Acide) | Classic | 2V | 1080Ah | 1080Ah | 24 | 22 | Bonne | FALSE | [10 empty] | TRUE | Conforme
SNDK0584 | DK1726 | DK_THALES_PEAGE | Silver | 2:45 | 9900 | 14.730428 | -17.239372 | DAKAR | TRUE | Bi-Monthly | Rufisque_Bargny | Rufisque_Bargny | Ahmet Diene Hann |  | Mamadou leye Dembele |  | Baidy Sall | Papa Ngor Ndao | Dakar | FALSE | [12 empty] | Senelec | RUT956 | Online | FALSE | TRUE | Greenfield | Outdoor | Self Support Tower | 35 | 0 | FALSE | 1 | Free | 0 | Pas de compteur |  |  |  |  | Delta Rev12 | 4 | module1: DPR 3000B-48; module2: DPR 3000B-48; module3: DPR 3000B-48; module4: DPR 3000B-48 | 12000 | OpZs(Acide) | Classic | 2V | 1080Ah | 1080Ah | 24 | 30 | Bonne | FALSE | [10 empty] | TRUE | Conforme
SNDK0431 | DK1727 | DK_KEUR_MASSAR_U22 | Silver | 2:45 | 9900 | 14.77599 | -17.28617 | DAKAR | TRUE | Bi-Monthly | Keur Massar _ Bambilor | Keur Massar _ Bambilor | Ibrahima Konate |  | Oumar Ndiaye |  | Baidy Sall | Papa Ngor Ndao | Dakar | FALSE | [12 empty] | Senelec | RUT956 | Online | FALSE | TRUE | Rooftop | Outdoor | Self Support Tower | 12 | 1 | FALSE | 1 | Free | 0 | 30016224 |  |  |  |  | Delta Rev12 | 4 | module1: DPR 3000B-48; module2: DPR 3000B-48; module3: DPR 3000B-48; module4: DPR 3000B-48 | 12000 | OpZs(Acide) | Classic | 2V | 1080Ah | 1080Ah | 24 | 22 | Bonne | FALSE | [10 empty] | TRUE | Conforme
SNDK0150 | DK1728 | DK_LIMAMOULAYE_SOFRACO | Silver | 2:45 | 9900 | 14.78696 | -17.37601 | DAKAR | TRUE | Bi-Monthly | Parcelles_Guediawaye | Parcelles_Guediawaye | Daouda Ndiaye |  | Moussa Ndiaye |  | Ahmadou Bamba Ndiaye | Papa Ngor Ndao | Dakar | FALSE | [12 empty] | Senelec | RUT956 | Online | FALSE | TRUE | Rooftop | Outdoor | Self Support Tower | 9 | 1 | FALSE | 1 | Free | 0 | 35003912 |  |  |  |  | Delta Rev12 | 4 | module1: DPR 3000B-48; module2: DPR 3000B-48; module3: DPR 3000B-48; module4: DPR 3000B-48 | 12000 | OpZs(Acide) | Classic | 2V | 1080Ah | 1080Ah | 24 | 45 | Bonne | FALSE | [10 empty] | TRUE | Conforme
SNDK0728 | DK1729 | DK_SPHERE_DIAMNIADIO | Silver | 2:45 | 9900 | 14.727423 | -17.204435 | DAKAR | TRUE | Bi-Monthly | Rufisque_Bargny | Rufisque_Bargny | Ahmet Diene Hann |  | Mamadou leye Dembele |  | Baidy Sall | Papa Ngor Ndao | Dakar | FALSE | [12 empty] | Senelec | RUT956 | Online | FALSE | TRUE | Rooftop | Outdoor | Self Support Tower | 6 | 0 | FALSE | 1 | Free | 0 | Pas de compteur |  |  |  |  | Enclosure 6130 | 4 | module1: MR 3000B-48; module2: MR 3000B-48; module3: MR 3000B-48; module4: MR 3000B-48; module9: 12000 | 12000 | OpZs(Acide) | Classic | 2V | 1080Ah | 1080Ah | 24 | 48 | Bonne | FALSE | [10 empty] | TRUE | Conforme
SNDK0549 | DK1770 | DK_CITE_MBABA_GUISSE | Silver | 2:45 | 9900 | 14.763028 | -17.25849 | DAKAR | TRUE | Bi-Monthly | Keur Massar _ Bambilor | Keur Massar _ Bambilor | Ibrahima Konate |  | Oumar Ndiaye |  | Baidy Sall | Papa Ngor Ndao | Dakar | FALSE | [12 empty] | Senelec | RUT956 | Online | FALSE | TRUE | Rooftop | Outdoor | Self Support Tower | 12 | 1 | FALSE | 1 | Free | 0 | 35004741 |  |  |  |  | Delta Rev12 | 4 | module1: DPR 3000B-48; module2: DPR 3000B-48; module3: DPR 3000B-48; module4: DPR 3000B-48 | 12000 | OpZs(Acide) | Classic | 2V | 1080Ah | 1080Ah | 24 | 30 | Bonne | FALSE | [10 empty] | TRUE | Conforme
SNDK0246 | DK1771 | DK_MARISTE_DAKAR_ACADEMY | Silver | 2:45 | 9900 | 14.72934 | -17.43664 | DAKAR | TRUE | Bi-Monthly | Castors _ HLM _ Maristes | Castors _ HLM _ Maristes | Papa Ababacar Nguer |  | Ombouele Embongo FranK |  | Ahmadou Bamba Ndiaye | Papa Ngor Ndao | Dakar | FALSE | [12 empty] | Senelec | RUT956 | Online | FALSE | TRUE | Rooftop | Outdoor | Self Support Tower | 9 | 0 | FALSE | 1 | Free | 0 | 35012925 |  |  |  |  | Delta Rev12 | 4 | module1: DPR 3000B-48; module2: DPR 3000B-48; module3: DPR 3000B-48; module4: DPR 3000B-48 | 12000 | OpZs(Acide) | Classic | 2V | 1080Ah | 1080Ah | 24 | 37 | Bonne | FALSE | [10 empty] | TRUE | Conforme
SNDK0693 | DK1773 | DK_TIVAOUANE_PEUL2 | Silver | 2:45 | 9900 | 14.78139 | -17.29138 | DAKAR | TRUE | Bi-Monthly | Keur Massar _ Bambilor | Keur Massar _ Bambilor | Ibrahima Konate |  | Oumar Ndiaye |  | Baidy Sall | Papa Ngor Ndao | Dakar | FALSE | [12 empty] | Senelec | RUT956 | Online | FALSE | TRUE | Rooftop | Outdoor | Self Support Tower | 12 | 0 | FALSE | 1 | Free | 0 | 35011283 |  |  |  |  | Delta Rev12 | 4 | module1: DPR 3000B-48; module2: DPR 3000B-48; module3: DPR 3000B-48; module4: DPR 3000B-48 | 12000 | OpZs(Acide) | Classic | 2V | 1080Ah | 1080Ah | 24 | 31 | Bonne | FALSE | [10 empty] | TRUE | Conforme
SNDK1251 | DK1775 | DK_KOUNOUNE_ELEC | Silver | 2:45 | 9900 | 14.74907 | -17.26529 | DAKAR | TRUE | Bi-Monthly | Keur Massar _ Bambilor | Keur Massar _ Bambilor | Ibrahima Konate |  | Oumar Ndiaye |  | Baidy Sall | Papa Ngor Ndao | Dakar | FALSE | [12 empty] | Senelec | Pas de RMS | Pas de RMS | FALSE | TRUE | Rooftop | Outdoor | Self Support Tower | 12 | 1 | FALSE | 1 | Free | 0 | 35005826 |  |  |  |  | Delta Rev12 | 4 | module1: DPR 3000B-48; module2: DPR 3000B-48; module3: DPR 3000B-48; module4: DPR 3000B-48 | 12000 | OpZs(Acide) | Classic | 2V | 1080Ah | 1080Ah | 24 | 23 | Bonne | FALSE | [10 empty] | TRUE | Conforme
SNDK1237 | DK1776 | DK_KM_AINOUMADI | Silver | 2:45 | 9900 | 14.77444 | -17.30751 | DAKAR | TRUE | Bi-Monthly | Keur Massar _ Bambilor | Keur Massar _ Bambilor | Ibrahima Konate |  | Oumar Ndiaye |  | Baidy Sall | Papa Ngor Ndao | Dakar | FALSE | [12 empty] | Senelec | RUT956 | Online | FALSE | TRUE | Rooftop | Outdoor | Self Support Tower | 12 | 0 | FALSE | 1 | Free | 0 | 35000431 |  |  |  |  | Enclosure 6130 | 4 | module1: MR 3000B-48; module2: MR 3000B-48; module3: MR 3000B-48; module4: MR 3000B-48; module9: 12000 | 12000 | OpZs(Acide) | Classic | 2V | 1080Ah | 1080Ah | 24 | 26 | Bonne | FALSE | [10 empty] | TRUE | Conforme
SNDK1250 | DK1781 | DK_MARCHE_SERIGNE_FALLOU | Silver | 2:45 | 9900 | 14.750478 | -17.47399 | DAKAR | TRUE | Bi-Monthly | Ouakam _ Mermoz _ Yoff | Ouakam _ Mermoz _ Yoff | Ibrahima Faye |  | Narciss Manga |  | Mbaye Ndour | Papa Ngor Ndao | Dakar | FALSE | [12 empty] | Senelec | RUT956 | Online | FALSE | TRUE | Rooftop | Outdoor | Monopole | 6 | 0 | FALSE | 1 | Free | 0 | 35000018 |  |  |  |  | RBS 6101 | 4 | module1: PSU AC03 - 2500; module2: PSU AC03 - 2500; module3: PSU AC03 - 2500; module4: PSU AC03 - 2500 | 10000 | OpZs(Acide) | Classic | 2V | 1080Ah | 1080Ah | 24 | 30 | Bonne | FALSE | [10 empty] | TRUE | Conforme
SNDK1236 | DK1783 | DK_MARISTE_LAC | Silver | 2:45 | 9900 | 14.73795 | -17.426433 | DAKAR | TRUE | Bi-Monthly | Castors _ HLM _ Maristes | Castors _ HLM _ Maristes | Papa Ababacar Nguer |  | Ombouele Embongo FranK |  | Ahmadou Bamba Ndiaye | Papa Ngor Ndao | Dakar | FALSE | [12 empty] | Senelec | RUT956 | Online | FALSE | TRUE | Rooftop | Outdoor | Self Support Tower | 9 | 0 | FALSE | 1 | Free | 0 | 35008526 | Porte Fusible | F - 22x58 | 63 | 63 | Enclosure 6130 | 4 | module1: MR 3000B-48; module2: MR 3000B-48; module3: MR 3000B-48; module4: MR 3000B-48; module9: 12000 | 12000 | OpZs(Acide) | Classic | 2V | 1080Ah | 1080Ah | 24 | 37 | Bonne | FALSE | [10 empty] | TRUE | Conforme
SNDK1249 | DK1785 | DK_ECHANGEUR_NORD_FOIRE | Silver | 2:45 | 9900 | 14.749671 | -17.461905 | DAKAR | TRUE | Bi-Monthly | Ouakam _ Mermoz _ Yoff | Ouakam _ Mermoz _ Yoff | Ibrahima Faye |  | Narciss Manga |  | Mbaye Ndour | Papa Ngor Ndao | Dakar | FALSE | [12 empty] | Senelec | RUT956 | Online | FALSE | TRUE | Rooftop | Outdoor | Self Support Tower | 9 | 1 | FALSE | 1 | Free | 0 | 35001671 |  |  |  |  | Enclosure 6130 | 4 | module1: MR 3000B-48; module2: MR 3000B-48; module3: MR 3000B-48; module4: MR 3000B-48; module9: 12000 | 12000 | OpZs(Acide) | Classic | 2V | 1080Ah | 1080Ah | 24 | 14 | Bonne | FALSE | [10 empty] | TRUE | Conforme
SNDK1226 | DK1787 | DK_CITE_SONATEL | Silver | 2:45 | 9900 | 14.783684 | -17.33193 | DAKAR | TRUE | Bi-Monthly | Parcelles_Guediawaye | Parcelles_Guediawaye | Daouda Ndiaye |  | Moussa Ndiaye |  | Ahmadou Bamba Ndiaye | Papa Ngor Ndao | Dakar | FALSE | [12 empty] | Senelec | RUT956 | Online | FALSE | TRUE | Rooftop | Outdoor | Self Support Tower | 9 | 0 | FALSE | 1 | Free | 0 | 35007465 |  |  |  |  | Enclosure 6130 | 4 | module1: MR 3000B-48; module2: MR 3000B-48; module3: MR 3000B-48; module4: MR 3000B-48; module9: 12000 | 12000 | OpZs(Acide) | Classic | 2V | 1080Ah | 1080Ah | 24 | 24 | Bonne | FALSE | [10 empty] | TRUE | Conforme
SNDK1255 | DK1788 | DK_RUF_SUD_OUEST | Silver | 2:45 | 9900 | 14.7141 | -17.286723 | DAKAR | TRUE | Bi-Monthly | Rufisque_Bargny | Rufisque_Bargny | Ahmet Diene Hann |  | Mamadou leye Dembele |  | Baidy Sall | Papa Ngor Ndao | Dakar | FALSE | [12 empty] | Senelec | RUT956 | Online | FALSE | TRUE | Rooftop | Outdoor | Self Support Tower | 9 | 0 | FALSE | 1 | Free | 0 | 30013091 |  |  |  |  | Enclosure 6130 | 4 | module1: MR 3000B-48; module2: MR 3000B-48; module3: MR 3000B-48; module4: MR 3000B-48; module9: 12000 | 12000 | Lithium | Leoch 48V-TB | 48V | 100Ah | 400Ah | 4 | 21 | Bonne | FALSE | [10 empty] | TRUE | Conforme
SNDK1248 | DK1789 | DK_RUF_AVISEN | Silver | 2:45 | 9900 | 14.722554 | -17.293598 | DAKAR | TRUE | Bi-Monthly | Rufisque_Bargny | Rufisque_Bargny | Ahmet Diene Hann |  | Mamadou leye Dembele |  | Baidy Sall | Papa Ngor Ndao | Dakar | FALSE | [12 empty] | Senelec | RUT956 | Online | FALSE | TRUE | Rooftop | Outdoor | Self Support Tower | 12 | 0 | FALSE | 1 | Free | 0 | 35015876 |  |  |  |  | Enclosure 6130 | 3 | module1: MR 3000B-48; module2: MR 3000B-48; module3: MR 3000B-48; module9: 9000 | 9000 | OpZs(Acide) | Classic | 2V | 1080Ah | 1080Ah | 24 | 28 | Bonne | FALSE | [10 empty] | TRUE | Conforme
SNDK1241 | DK1790 | DK_RUF_HOPITAL | Silver | 2:45 | 9900 | 14.725545 | -17.256215 | DAKAR | TRUE | Bi-Monthly | Rufisque_Bargny | Rufisque_Bargny | Ahmet Diene Hann |  | Mamadou leye Dembele |  | Baidy Sall | Papa Ngor Ndao | Dakar | FALSE | [12 empty] | Senelec | RUT956 | Online | FALSE | TRUE | Rooftop | Outdoor | Self Support Tower | 9 | 0 | FALSE | 1 | Free | 0 | 30015616 |  |  |  |  | Enclosure 6130 | 4 | module1: MR 3000B-48; module2: MR 3000B-48; module3: MR 3000B-48; module4: MR 3000B-48; module9: 12000 | 12000 | OpZs(Acide) | Classic | 2V | 1080Ah | 1080Ah | 24 | 30 | Bonne | FALSE | [10 empty] | TRUE | Conforme
SNDK1227 | DK1791 | DK_BAMBILOR_AKYS | Silver | 2:45 | 9900 | 14.810658 | -17.171286 | DAKAR | TRUE | Bi-Monthly | Keur Massar _ Bambilor | Keur Massar _ Bambilor | Ibrahima Konate |  | Oumar Ndiaye |  | Baidy Sall | Papa Ngor Ndao | Dakar | FALSE | [12 empty] | Senelec | RUT956 | Online | FALSE | TRUE | Rooftop | Outdoor | Self Support Tower | 12 | 0 | FALSE | 1 | Free | 0 | 35012213 |  |  |  |  | Enclosure 6130 | 4 | module1: MR 3000B-48; module2: MR 3000B-48; module3: MR 3000B-48; module4: MR 3000B-48; module9: 12000 | 12000 | OpZs(Acide) | Classic | 2V | 1080Ah | 1080Ah | 24 | 25 | Bonne | FALSE | [10 empty] | TRUE | Conforme
SNDK1232 | DK1804 | DK_BARGNY_SENDOU | Silver | 2:45 | 9900 | 14.696653 | -17.218 | DAKAR | TRUE | Bi-Monthly | Rufisque_Bargny | Rufisque_Bargny | Ahmet Diene Hann |  | Mamadou leye Dembele |  | Baidy Sall | Papa Ngor Ndao | Dakar | FALSE | [12 empty] | Senelec | RUT956 | Online | FALSE | TRUE | Greenfield | Outdoor | Self Support Tower | 35 | 0 | FALSE | 1 | Free | 0 | 35009015 |  |  |  |  | Delta Rev12 | 4 | module1: DPR 3000B-48; module2: DPR 3000B-48; module3: DPR 3000B-48; module4: DPR 3000B-48 | 12000 | OpZs(Acide) | Eternity | 2V | 1070Ah | 1070Ah | 24 | 81 | Bonne | FALSE | [10 empty] | TRUE | Conforme
SNDK1254 | DK1805 | DK_ARENE_NATIONALE | Silver | 2:45 | 9900 | 14.759168 | -17.398974 | DAKAR | TRUE | Bi-Monthly | Thiaroye _ Pikine _ Mbao | Thiaroye _ Pikine _ Mbao | Modou Gueye Diouf |  | Abdoulaye Ndiaye |  | Baidy Sall | Papa Ngor Ndao | Dakar | FALSE | [12 empty] | Senelec | RUT956 | Online | FALSE | TRUE | Rooftop | Outdoor | Self Support Tower | 12 | 0 | FALSE | 1 | Free | 0 | 35015494 |  |  |  |  | Delta Rev12 | 4 | module1: DPR 3000B-48; module2: DPR 3000B-48; module3: DPR 3000B-48; module4: DPR 3000B-48 | 12000 | OpZs(Acide) | Eternity | 2V | 1070Ah | 1070Ah | 24 | 25 | Bonne | FALSE | [10 empty] | TRUE | Conforme
SNDK1509 | DK1808 | DK_NOUVEL_HORIZON | Silver | 2:45 | 9900 | 14.756078 | -17.236 | DAKAR | TRUE | Bi-Monthly | Rufisque_Bargny | Rufisque_Bargny | Ahmet Diene Hann |  | Mamadou leye Dembele |  | Baidy Sall | Papa Ngor Ndao | Dakar | FALSE | [12 empty] | Senelec | RUT956 | Online | FALSE | TRUE | Rooftop | Outdoor | Self Support Tower | 12 | 0 | FALSE | 1 | Free | 0 | 35001306 |  |  |  |  | Delta Rev12 | 4 | module1: DPR 3000B-48; module2: DPR 3000B-48; module3: DPR 3000B-48; module4: DPR 3000B-48 | 12000 | OpZs(Acide) | Classic | 2V | 1080Ah | 1080Ah | 24 | 25 | Bonne | FALSE | [10 empty] | TRUE | Conforme
SNDK1629 | DK1810 | DK_KOUNOUNE_MARONE | Silver | 2:45 | 9900 | 14.741891 | -17.257 | DAKAR | TRUE | Bi-Monthly | Rufisque_Bargny | Rufisque_Bargny | Ahmet Diene Hann |  | Mamadou leye Dembele |  | Baidy Sall | Papa Ngor Ndao | Dakar | FALSE | [12 empty] | Senelec | RUT956 | Online | FALSE | TRUE | Rooftop | Outdoor | Self Support Tower | 12 | 0 | FALSE | 1 | Free | 0 | 35015532 |  |  |  |  | Enclosure 6130 | 4 | module1: MR 3000B-48; module2: MR 3000B-48; module3: MR 3000B-48; module4: MR 3000B-48; module9: 12000 | 12000 | OpZs(Acide) | Eternity | 2V | 1070Ah | 1070Ah | 24 | 17 | Bonne | FALSE | [10 empty] | TRUE | Conforme
SNDK1360 | DK1817 | DK_DIEUPEUL1 | Silver | 2:45 | 9900 | 14.719212 | -17.45274886 | DAKAR | TRUE | Bi-Monthly | Castors _ HLM _ Maristes | Castors _ HLM _ Maristes | Papa Ababacar Nguer |  | Ombouele Embongo FranK |  | Ahmadou Bamba Ndiaye | Papa Ngor Ndao | Dakar | FALSE | [12 empty] | Senelec | RUT955 | Online | FALSE | TRUE | Rooftop | Outdoor | Self Support Tower | 10 | 0 | FALSE | 1 | Free | 0 | 35016999 |  |  |  |  | Delta Rev10 | 5 | module1: DPR 2900B-48; module2: DPR 2900B-48; module3: DPR 2900B-48; module4: DPR 2900B-48; module5: DPR 2900B-48 | 14500 | Lithium | Leoch 48V-TB | 48V | 100Ah | 400Ah | 4 | 22 | Bonne | FALSE | [10 empty] | TRUE | Conforme
SNDK1408 | DK1818 | DK_ROND_POINT_CASE | Silver | 2:45 | 9900 | 14.75901 | -17.43037 | DAKAR | TRUE | Bi-Monthly | Parcelles_Guediawaye | Parcelles_Guediawaye | Daouda Ndiaye |  | Moussa Ndiaye |  | Ahmadou Bamba Ndiaye | Papa Ngor Ndao | Dakar | FALSE | [12 empty] | Senelec | RUT955 | Online | FALSE | TRUE | Rooftop | Outdoor | Self Support Tower | 15 | 0 | FALSE | 1 | Free | 0 | 35002721 |  |  |  |  | Delta Rev12 | 5 | module1: DPR 3000B-48; module2: DPR 3000B-48; module3: DPR 3000B-48; module4: DPR 3000B-48; module5: DPR 3000B-48 | 15000 | Lithium | Leoch 48V-TB | 48V | 100Ah | 400Ah | 4 | 36 | Bonne | FALSE | [10 empty] | TRUE | Conforme
SNDK1368 | DK1819 | DK_GRAND_DAKAR | Silver | 2:45 | 9900 | 14.70544248 | -17.45537595 | DAKAR | TRUE | Bi-Monthly | Dakar Ouest | Dakar Ouest | El Hadji Koymine Diané |  | Ahmadou Bamba Seck |  | Mbaye Ndour | Papa Ngor Ndao | Dakar | FALSE | [12 empty] | Senelec | RUT955 | Online | FALSE | TRUE | Rooftop | Outdoor | Self Support Tower | 15 | 0 | FALSE | 1 | Free | 0 | 35002404 |  |  |  |  | Delta Rev10 | 5 | module1: DPR 2900B-48; module2: DPR 2900B-48; module3: DPR 2900B-48; module4: DPR 2900B-48; module5: DPR 2900B-48 | 14500 | Lithium | Leoch 48V-TB | 48V | 100Ah | 400Ah | 4 | 32 | Bonne | FALSE | [10 empty] | TRUE | Conforme
SNDK1418 | DK1820 | DK_HLM | Silver | 2:45 | 9900 | 14.71383311 | -17.44628577 | DAKAR | TRUE | Bi-Monthly | Castors _ HLM _ Maristes | Castors _ HLM _ Maristes | Papa Ababacar Nguer |  | Ombouele Embongo FranK |  | Ahmadou Bamba Ndiaye | Papa Ngor Ndao | Dakar | FALSE | [12 empty] | Senelec | RUT955 | Online | FALSE | TRUE | Rooftop | Outdoor | Self Support Tower | 10 | 0 | FALSE | 1 | Free | 0 | 35006260 |  |  |  |  | Delta Rev10 | 6 | DPR 2900B-48 | DPR 2900B-48 | DPR 2900B-48 | DPR 2900B-48 | DPR 2900B-48 | DPR 2900B-48 |  |  |  | 17400 | Lithium | Leoch 48V-TB | 48V | 100Ah | 400Ah | 4 | 33 | Bonne | FALSE | [10 empty] | TRUE | Conforme
SNDK1419 | DK1821 | DK_MARISTES_TERRAIN_BASKET | Silver | 2:45 | 9900 | 14.68223349 | -17.44721022 | DAKAR | TRUE | Bi-Monthly | Castors _ HLM _ Maristes | Castors _ HLM _ Maristes | Papa Ababacar Nguer |  | Ombouele Embongo FranK |  | Ahmadou Bamba Ndiaye | Papa Ngor Ndao | Dakar | FALSE | [12 empty] | Senelec | RUT955 | Online | FALSE | TRUE | Rooftop | Outdoor | Self Support Tower | 15 | 0 | FALSE | 1 | Free | 0 | 35009152 |  |  |  |  | Delta Rev10 | 6 | DPR 2900B-48 | DPR 2900B-48 | DPR 2900B-48 | DPR 2900B-48 | DPR 2900B-48 | DPR 2900B-48 |  |  |  | 17400 | Lithium | Leoch 48V-TB | 48V | 100Ah | 400Ah | 4 | 28 | Bonne | FALSE | [10 empty] | TRUE | Conforme
SNDK1386 | DK1822 | DK_TERRAIN_ASECNA | Silver | 2:45 | 9900 | 14.73080937 | -17.48694113 | DAKAR | TRUE | Bi-Monthly | Ouakam _ Mermoz _ Yoff | Ouakam _ Mermoz _ Yoff | Ibrahima Faye |  | Narciss Manga |  | Mbaye Ndour | Papa Ngor Ndao | Dakar | FALSE | [12 empty] | Senelec | RUT956 | Online | FALSE | TRUE | Rooftop | Outdoor | Self Support Tower | 15 | 0 | FALSE | 1 | Free | 0 | 35002821 |  |  |  |  | Delta Rev12 | 4 | module1: DPR 3000B-48; module2: DPR 3000B-48; module3: DPR 3000B-48; module4: DPR 3000B-48 | 12000 | Lithium | Leoch 48V-TB | 48V | 100Ah | 400Ah | 4 | 29 | Bonne | FALSE | [10 empty] | TRUE | Conforme
SNDK1420 | DK1823 | DK_ECOLE_DIOR | Silver | 2:45 | 9900 | 14.75904712 | -17.44655897 | DAKAR | TRUE | Bi-Monthly | Ouakam _ Mermoz _ Yoff | Ouakam _ Mermoz _ Yoff | Ibrahima Faye |  | Narciss Manga |  | Mbaye Ndour | Papa Ngor Ndao | Dakar | FALSE | [12 empty] | Senelec | RUT955 | Online | FALSE | TRUE | Rooftop | Outdoor | Self Support Tower | 10 | 0 | FALSE | 1 | Free | 0 | 35002824 |  |  |  |  | Delta Rev12 | 4 | module1: DPR 3000B-48; module2: DPR 3000B-48; module3: DPR 3000B-48; module4: DPR 3000B-48 | 12000 | Lithium | Leoch 48V-TB | 48V | 100Ah | 400Ah | 4 | 30 | Bonne | FALSE | [10 empty] | TRUE | Conforme
SNDK1429 | DK1824 | DK_TERRAIN_LIBERTE_6 | Silver | 2:45 | 9900 | 14.72598211 | -17.46213093 | DAKAR | TRUE | Bi-Monthly | Castors _ HLM _ Maristes | Castors _ HLM _ Maristes | Papa Ababacar Nguer |  | Ombouele Embongo FranK |  | Ahmadou Bamba Ndiaye | Papa Ngor Ndao | Dakar | FALSE | [12 empty] | Senelec | RUT955 | Online | FALSE | TRUE | Rooftop | Outdoor | Self Support Tower | 10 | 0 | FALSE | 1 | Free | 0 | 35007362 |  |  |  |  | Delta Rev10 | 5 | module1: DPR 2900B-48; module2: DPR 2900B-48; module3: DPR 2900B-48; module4: DPR 2900B-48; module5: DPR 2900B-48 | 14500 | Lithium | Leoch 48V-TB | 48V | 100Ah | 400Ah | 4 | 24 | Bonne | FALSE | [10 empty] | TRUE | Conforme
SNDK1409 | DK1825 | DK_GUEDIAWAYE | Silver | 2:45 | 9900 | 14.780063 | -17.396331 | DAKAR | TRUE | Bi-Monthly | Parcelles_Guediawaye | Parcelles_Guediawaye | Daouda Ndiaye |  | Moussa Ndiaye |  | Ahmadou Bamba Ndiaye | Papa Ngor Ndao | Dakar | FALSE | [12 empty] | Senelec | RUT955 | Online | FALSE | TRUE | Rooftop | Outdoor | Self Support Tower | 10 | 0 | FALSE | 1 | Free | 0 | 35002592 |  |  |  |  | Delta Rev10 | 4 | module1: DPR 2900B-48; module2: DPR 2900B-48; module3: DPR 2900B-48; module4: DPR 2900B-48 | 11600 | Lithium | Leoch 48V-TB | 48V | 100Ah | 400Ah | 4 | 30 | Bonne | FALSE | [10 empty] | TRUE | Conforme
SNDK1379 | DK1826 | DK_PA_U2 | Silver | 2:45 | 9900 | 14.76759485 | -17.41623098 | DAKAR | TRUE | Bi-Monthly | Parcelles_Guediawaye | Parcelles_Guediawaye | Daouda Ndiaye |  | Moussa Ndiaye |  | Ahmadou Bamba Ndiaye | Papa Ngor Ndao | Dakar | FALSE | [12 empty] | Senelec | RUT955 | Online | FALSE | TRUE | Rooftop | Outdoor | Self Support Tower | 15 | 0 | FALSE | 1 | Free | 0 | 35007252 |  |  |  |  | Delta Rev12 | 4 | module1: DPR 3000B-48; module2: DPR 3000B-48; module3: DPR 3000B-48; module4: DPR 3000B-48 | 12000 | Lithium | Leoch 48V-TB | 48V | 100Ah | 400Ah | 4 | 32 | Bonne | FALSE | [10 empty] | TRUE | Conforme
SNDK1400 | DK1827 | DK_GADDAYE | Silver | 2:45 | 9900 | 14.785988 | -17.37195 | DAKAR | TRUE | Bi-Monthly | Parcelles_Guediawaye | Parcelles_Guediawaye | Daouda Ndiaye |  | Moussa Ndiaye |  | Ahmadou Bamba Ndiaye | Papa Ngor Ndao | Dakar | FALSE | [12 empty] | Senelec | RUT955 | Online | FALSE | TRUE | Rooftop | Outdoor | Self Support Tower | 15 | 0 | FALSE | 1 | Free | 0 | 35018271 |  |  |  |  | Delta Rev10 | 5 | module1: DPR 2900B-48; module2: DPR 2900B-48; module3: DPR 2900B-48; module4: DPR 2900B-48; module5: DPR 2900B-48 | 14500 | Lithium | Leoch 48V-TB | 48V | 100Ah | 400Ah | 4 | 28 | Bonne | FALSE | [10 empty] | TRUE | Conforme
SNDK1369 | DK1828 | DK_COMICO_BAMBILOR | Silver | 2:45 | 9900 | 14.811724 | -17.1819069 | DAKAR | TRUE | Bi-Monthly | Keur Massar _ Bambilor | Keur Massar _ Bambilor | Ibrahima Konate |  | Oumar Ndiaye |  | Baidy Sall | Papa Ngor Ndao | Dakar | FALSE | [12 empty] | Senelec | RUT955 | Online | FALSE | TRUE | Rooftop | Outdoor | Self Support Tower | 30 | 0 | FALSE | 1 | Free | 0 | 35002594 |  |  |  |  | Delta Rev10 | 5 | module1: DPR 2900B-48; module2: DPR 2900B-48; module3: DPR 2900B-48; module4: DPR 2900B-48; module5: DPR 2900B-48 | 14500 | Lithium | Leoch 48V-TB | 48V | 100Ah | 400Ah | 4 | 36 | Bonne | FALSE | [10 empty] | TRUE | Conforme
SNDK1430 | DK1829 | DK_DAROU_SALAM_4 | Silver | 2:45 | 9900 | 14.7849707 | -17.3452802 | DAKAR | TRUE | Bi-Monthly | Parcelles_Guediawaye | Parcelles_Guediawaye | Daouda Ndiaye |  | Moussa Ndiaye |  | Ahmadou Bamba Ndiaye | Papa Ngor Ndao | Dakar | FALSE | [12 empty] | Senelec | RUT955 | Online | FALSE | TRUE | Rooftop | Outdoor | Self Support Tower | 15 | 0 | FALSE | 1 | Free | 0 | 35010195 |  |  |  |  | Delta Rev10 | 5 | module1: DPR 2900B-48; module2: DPR 2900B-48; module3: DPR 2900B-48; module4: DPR 2900B-48; module5: DPR 2900B-48 | 14500 | Lithium | Leoch 48V-TB | 48V | 100Ah | 400Ah | 4 | 28 | Bonne | FALSE | [10 empty] | TRUE | Conforme
SNDK1380 | DK1830 | DK_SICAP_MBAO | Silver | 2:45 | 9900 | 14.75242838 | -17.35833011 | DAKAR | TRUE | Bi-Monthly | Thiaroye _ Pikine _ Mbao | Thiaroye _ Pikine _ Mbao | Modou Gueye Diouf |  | Abdoulaye Ndiaye |  | Baidy Sall | Papa Ngor Ndao | Dakar | FALSE | [12 empty] | Senelec | RUT955 | Online | FALSE | TRUE | Rooftop | Outdoor | Self Support Tower | 15 | 0 | FALSE | 1 | Free | 0 | 35007258 |  |  |  |  | Delta Rev10 | 5 | module1: DPR 2900B-48; module2: DPR 2900B-48; module3: DPR 2900B-48; module4: DPR 2900B-48; module5: DPR 2900B-48 | 14500 | Lithium | Leoch 48V-TB | 48V | 100Ah | 400Ah | 4 | 40 | Bonne | FALSE | [10 empty] | TRUE | Conforme
SNDK1401 | DK1831 | DK_ROI_BAUDOIN | Silver | 2:45 | 9900 | 14.77279599 | -17.38415653 | DAKAR | TRUE | Bi-Monthly | Parcelles_Guediawaye | Parcelles_Guediawaye | Daouda Ndiaye |  | Moussa Ndiaye |  | Ahmadou Bamba Ndiaye | Papa Ngor Ndao | Dakar | FALSE | [12 empty] | Senelec | RUT955 | Online | FALSE | TRUE | Rooftop | Outdoor | Self Support Tower | 15 | 0 | FALSE | 1 | Free | 0 | 35006261 |  |  |  |  | Delta Rev10 | 5 | module1: DPR 2900B-48; module2: DPR 2900B-48; module3: DPR 2900B-48; module4: DPR 2900B-48; module5: DPR 2900B-48 | 14500 | Lithium | Leoch 48V-TB | 48V | 100Ah | 400Ah | 4 | 43 | Bonne | FALSE | [10 empty] | TRUE | Conforme
SNDK1387 | DK1832 | DK_GUINAW_RAIL_SUD | Silver | 2:45 | 9900 | 14.74427138 | -17.38939085 | DAKAR | TRUE | Bi-Monthly | Thiaroye _ Pikine _ Mbao | Thiaroye _ Pikine _ Mbao | Modou Gueye Diouf |  | Abdoulaye Ndiaye |  | Baidy Sall | Papa Ngor Ndao | Dakar | FALSE | [12 empty] | Senelec | RUT955 | Online | FALSE | TRUE | Rooftop | Outdoor | Self Support Tower | 10 | 0 | FALSE | 1 | Free | 0 | 35006746 |  |  |  |  | Delta Rev10 | 5 | module1: DPR 2900B-48; module2: DPR 2900B-48; module3: DPR 2900B-48; module4: DPR 2900B-48; module5: DPR 2900B-48 | 14500 | Lithium | Leoch 48V-TB | 48V | 100Ah | 400Ah | 4 | 27 | Bonne | FALSE | [10 empty] | TRUE | Conforme
SNDK1361 | DK1833 | DK_CIMETIERE_DE_BOUNE | Silver | 2:45 | 9900 | 14.764902 | -17.335719 | DAKAR | TRUE | Bi-Monthly | Thiaroye _ Pikine _ Mbao | Thiaroye _ Pikine _ Mbao | Modou Gueye Diouf |  | Abdoulaye Ndiaye |  | Baidy Sall | Papa Ngor Ndao | Dakar | FALSE | [12 empty] | Senelec | RUT955 | Online | FALSE | TRUE | Rooftop | Outdoor | Self Support Tower | 15 | 0 | FALSE | 1 | Free | 0 | 35006742 |  |  |  |  | Delta Rev10 | 5 | module1: DPR 2900B-48; module2: DPR 2900B-48; module3: DPR 2900B-48; module4: DPR 2900B-48; module5: DPR 2900B-48 | 14500 | Lithium | Leoch 48V-TB | 48V | 100Ah | 400Ah | 4 | 32 | Bonne | FALSE | [10 empty] | TRUE | Conforme
SNDK1370 | DK1834 | DK_VDN_TIVAOUANE_PEULH | Silver | 2:45 | 9900 | 14.820696 | -17.287381 | DAKAR | TRUE | Bi-Monthly | Keur Massar _ Bambilor | Keur Massar _ Bambilor | Ibrahima Konate |  | Oumar Ndiaye |  | Baidy Sall | Papa Ngor Ndao | Dakar | FALSE | [12 empty] | Senelec | RUT955 | Online | FALSE | TRUE | Greenfield | Outdoor | Self Support Tower | 30 | 0 | FALSE | 1 | Free | 0 | 35011453 |  |  |  |  | Delta Rev10 | 3 | module1: DPR 2900B-48; module2: DPR 2900B-48; module3: DPR 2900B-48 | 8700 | Lithium | Leoch 48V-TB | 48V | 100Ah | 400Ah | 4 | 64 | Bonne | FALSE | [10 empty] | TRUE | Conforme
SNDK1388 | DK1835 | DK_MBAO_VILLENEUVE | Silver | 2:45 | 9900 | 14.744989 | -17.329372 | DAKAR | TRUE | Bi-Monthly | Thiaroye _ Pikine _ Mbao | Thiaroye _ Pikine _ Mbao | Modou Gueye Diouf |  | Abdoulaye Ndiaye |  | Baidy Sall | Papa Ngor Ndao | Dakar | FALSE | [12 empty] | Senelec | RUT955 | Online | FALSE | TRUE | Rooftop | Outdoor | Self Support Tower | 6 | 0 | FALSE | 1 | Free | 0 | 35007202 |  |  |  |  | Delta Rev10 | 5 | module1: DPR 2900B-48; module2: DPR 2900B-48; module3: DPR 2900B-48; module4: DPR 2900B-48; module5: DPR 2900B-48 | 14500 | Lithium | Leoch 48V-TB | 48V | 100Ah | 400Ah | 4 | 29 | Bonne | FALSE | [10 empty] | TRUE | Conforme
SNDK1421 | DK1836 | DK_Foret Classee de Mbao | Silver | 2:45 | 9900 | 14.755098 | -17.308039 | DAKAR | TRUE | Bi-Monthly | Keur Massar _ Bambilor | Keur Massar _ Bambilor | Ibrahima Konate |  | Oumar Ndiaye |  | Baidy Sall | Papa Ngor Ndao | Dakar | FALSE | [12 empty] | Senelec | RUT955 | Online | FALSE | TRUE | Rooftop | Outdoor | Self Support Tower | 15 | 0 | FALSE | 1 | Free | 0 | 35007261 |  |  |  |  | Delta Rev10 | 5 | module1: DPR 2900B-48; module2: DPR 2900B-48; module3: DPR 2900B-48; module4: DPR 2900B-48; module5: DPR 2900B-48 | 14500 | Lithium | Leoch 48V-TB | 48V | 100Ah | 400Ah | 4 | 27 | Bonne | FALSE | [10 empty] | TRUE | Conforme
SNDK1422 | DK1837 | DK_Police Pikine | Silver | 2:45 | 9900 | 14.75067181 | -17.40037115 | DAKAR | TRUE | Bi-Monthly | Thiaroye _ Pikine _ Mbao | Thiaroye _ Pikine _ Mbao | Modou Gueye Diouf |  | Abdoulaye Ndiaye |  | Baidy Sall | Papa Ngor Ndao | Dakar | FALSE | [12 empty] | Senelec | RUT955 | Online | FALSE | TRUE | Rooftop | Outdoor | Self Support Tower | 15 | 0 | FALSE | 1 | Free | 0 | 35001828 |  |  |  |  | Delta Rev10 | 5 | module1: DPR 2900B-48; module2: DPR 2900B-48; module3: DPR 2900B-48; module4: DPR 2900B-48; module5: DPR 2900B-48 | 14500 | Lithium | Leoch 48V-TB | 48V | 100Ah | 400Ah | 4 | 31 | Bonne | FALSE | [10 empty] | TRUE | Conforme
SNDK1371 | DK1838 | DK_Mosquee Diamaguene | Silver | 2:45 | 9900 | 14.74998732 | -17.36800985 | DAKAR | TRUE | Bi-Monthly | Thiaroye _ Pikine _ Mbao | Thiaroye _ Pikine _ Mbao | Modou Gueye Diouf |  | Abdoulaye Ndiaye |  | Baidy Sall | Papa Ngor Ndao | Dakar | FALSE | [12 empty] | Senelec | RUT955 | Online | FALSE | TRUE | Rooftop | Outdoor | Self Support Tower | 15 | 0 | FALSE | 1 | Free | 0 | 35007257 |  |  |  |  | Delta Rev10 | 5 | module1: DPR 2900B-48; module2: DPR 2900B-48; module3: DPR 2900B-48; module4: DPR 2900B-48; module5: DPR 2900B-48 | 14500 | Lithium | Leoch 48V-TB | 48V | 100Ah | 400Ah | 4 | 36 | Bonne | FALSE | [10 empty] | TRUE | Conforme
SNDK1402 | DK1839 | DK_Yeumbeul Beneu Barack | Silver | 2:45 | 9900 | 14.786003 | -17.3575617 | DAKAR | TRUE | Bi-Monthly | Parcelles_Guediawaye | Parcelles_Guediawaye | Daouda Ndiaye |  | Moussa Ndiaye |  | Ahmadou Bamba Ndiaye | Papa Ngor Ndao | Dakar | FALSE | [12 empty] | Senelec | RUT955 | Online | FALSE | TRUE | Rooftop | Outdoor | Self Support Tower | 15 | 0 | FALSE | 1 | Free | 0 | 35001823 |  |  |  |  | Delta Rev10 | 5 | module1: DPR 2900B-48; module2: DPR 2900B-48; module3: DPR 2900B-48; module4: DPR 2900B-48; module5: DPR 2900B-48 | 14500 | Lithium | Leoch 48V-TB | 48V | 100Ah | 400Ah | 4 | 26 | Bonne | FALSE | [10 empty] | TRUE | Conforme
SNDK1410 | DK1840 | DK_GADDAYE | Silver | 2:45 | 9900 | 14.790928 | -17.363173 | DAKAR | TRUE | Bi-Monthly | Parcelles_Guediawaye | Parcelles_Guediawaye | Daouda Ndiaye |  | Moussa Ndiaye |  | Ahmadou Bamba Ndiaye | Papa Ngor Ndao | Dakar | FALSE | [12 empty] | Senelec | RUT955 | Online | FALSE | TRUE | Rooftop | Outdoor | Self Support Tower | 10 | 0 | FALSE | 1 | Free | 0 | 35018273 |  |  |  |  | Delta Rev10 | 5 | module1: DPR 2900B-48; module2: DPR 2900B-48; module3: DPR 2900B-48; module4: DPR 2900B-48; module5: DPR 2900B-48 | 14500 | Lithium | Leoch 48V-TB | 48V | 100Ah | 400Ah | 4 | 35 | Bonne | FALSE | [10 empty] | TRUE | Conforme
SNDK1362 | DK1841 | DK_Cimetière_Yeumbeul | Silver | 2:45 | 9900 | 14.76623927 | -17.36546719 | DAKAR | TRUE | Bi-Monthly | Thiaroye _ Pikine _ Mbao | Thiaroye _ Pikine _ Mbao | Modou Gueye Diouf |  | Abdoulaye Ndiaye |  | Baidy Sall | Papa Ngor Ndao | Dakar | FALSE | [12 empty] | Senelec | RUT955 | Online | FALSE | TRUE | Rooftop | Outdoor | Self Support Tower | 15 | 0 | FALSE | 1 | Free | 0 | 35007206 |  |  |  |  | Delta Rev10 | 5 | module1: DPR 2900B-48; module2: DPR 2900B-48; module3: DPR 2900B-48; module4: DPR 2900B-48; module5: DPR 2900B-48 | 14500 | Lithium | Leoch 48V-TB | 48V | 100Ah | 400Ah | 4 | 27 | Bonne | FALSE | [10 empty] | TRUE | Conforme
SNDK1423 | DK1842 | DK_Arafat_1 | Silver | 2:45 | 9900 | 14.71657707 | -17.25727526 | DAKAR | TRUE | Bi-Monthly | Rufisque_Bargny | Rufisque_Bargny | Ahmet Diene Hann |  | Mamadou leye Dembele |  | Baidy Sall | Papa Ngor Ndao | Dakar | FALSE | [12 empty] | Senelec | RUT955 | Online | FALSE | TRUE | Greenfield | Outdoor | Self Support Tower | 30 | 0 | FALSE | 1 | Free | 0 | 35009160 |  |  |  |  | Delta Rev10 | 6 | DPR 2900B-48 | DPR 2900B-48 | DPR 2900B-48 | DPR 2900B-48 | DPR 2900B-48 | DPR 2900B-48 |  |  |  | 17400 | Lithium | Leoch 48V-TB | 48V | 100Ah | 400Ah | 4 | 47 | Bonne | FALSE | [10 empty] | TRUE | Conforme
SNDK1411 | DK1843 | DK_Terrain Mbousse | Silver | 2:45 | 9900 | 14.72242943 | -17.26733738 | DAKAR | TRUE | Bi-Monthly | Rufisque_Bargny | Rufisque_Bargny | Ahmet Diene Hann |  | Mamadou leye Dembele |  | Baidy Sall | Papa Ngor Ndao | Dakar | FALSE | [12 empty] | Senelec | RUT955 | Online | FALSE | TRUE | Rooftop | Outdoor | Self Support Tower | 10 | 0 | FALSE | 1 | Free | 0 | 35001766 |  |  |  |  | Delta Rev10 | 5 | module1: DPR 2900B-48; module2: DPR 2900B-48; module3: DPR 2900B-48; module4: DPR 2900B-48; module5: DPR 2900B-48 | 14500 | Lithium | Leoch 48V-TB | 48V | 100Ah | 400Ah | 4 | 27 | Bonne | FALSE | [10 empty] | TRUE | Conforme
SNDK1412 | DK1844 | DK_Ahloul Bayt | Silver | 2:45 | 9900 | 14.73323242 | -17.30064174 | DAKAR | TRUE | Bi-Monthly | Rufisque_Bargny | Rufisque_Bargny | Ahmet Diene Hann |  | Mamadou leye Dembele |  | Baidy Sall | Papa Ngor Ndao | Dakar | FALSE | [12 empty] | Senelec | RUT955 | Online | FALSE | TRUE | Rooftop | Outdoor | Self Support Tower | 15 | 0 | FALSE | 1 | Free | 0 | 35007260 |  |  |  |  | Delta Rev10 | 5 | module1: DPR 2900B-48; module2: DPR 2900B-48; module3: DPR 2900B-48; module4: DPR 2900B-48; module5: DPR 2900B-48 | 14500 | Lithium | Leoch 48V-TB | 48V | 100Ah | 400Ah | 4 | 28 | Bonne | FALSE | [10 empty] | TRUE | Conforme
SNDK1372 | DK1845 | DK_KEUR MASSAR | Silver | 2:45 | 9900 | 14.758929 | -17.265447 | DAKAR | TRUE | Bi-Monthly | Keur Massar _ Bambilor | Keur Massar _ Bambilor | Ibrahima Konate |  | Oumar Ndiaye |  | Baidy Sall | Papa Ngor Ndao | Dakar | FALSE | [12 empty] | Senelec | RUT955 | Online | FALSE | TRUE | Rooftop | Outdoor | Self Support Tower | 15 | 0 | FALSE | 1 | Free | 0 | 35008398 |  |  |  |  | Delta Rev10 | 5 | module1: DPR 2900B-48; module2: DPR 2900B-48; module3: DPR 2900B-48; module4: DPR 2900B-48; module5: DPR 2900B-48 | 14500 | Lithium | Leoch 48V-TB | 48V | 100Ah | 400Ah | 4 | 23 | Bonne | FALSE | [10 empty] | TRUE | Conforme
SNDK1363 | DK1846 | DK_KOUNOUNE | Silver | 2:45 | 9900 | 14.740257 | -17.263894 | DAKAR | TRUE | Bi-Monthly | Rufisque_Bargny | Rufisque_Bargny | Ahmet Diene Hann |  | Mamadou leye Dembele |  | Baidy Sall | Papa Ngor Ndao | Dakar | FALSE | [12 empty] | Senelec | RUT955 | Online | FALSE | TRUE | Rooftop | Outdoor | Self Support Tower | 15 | 0 | FALSE | 1 | Free | 0 | 35007259 |  |  |  |  | Delta Rev10 | 5 | module1: DPR 2900B-48; module2: DPR 2900B-48; module3: DPR 2900B-48; module4: DPR 2900B-48; module5: DPR 2900B-48 | 14500 | Lithium | Leoch 48V-TB | 48V | 100Ah | 400Ah | 4 | 33 | Bonne | FALSE | [10 empty] | TRUE | Conforme
SNDK1413 | DK1847 | DK_KOUNOUNE | Silver | 2:45 | 9900 | 14.753349 | -17.263218 | DAKAR | TRUE | Bi-Monthly | Keur Massar _ Bambilor | Keur Massar _ Bambilor | Ibrahima Konate |  | Oumar Ndiaye |  | Baidy Sall | Papa Ngor Ndao | Dakar | FALSE | [12 empty] | Senelec | RUT955 | Online | FALSE | TRUE | Rooftop | Outdoor | Self Support Tower | 15 | 0 | FALSE | 1 | Free | 0 | 35007262 |  |  |  |  | Delta Rev10 | 4 | module1: DPR 2900B-48; module2: DPR 2900B-48; module3: DPR 2900B-48; module4: DPR 2900B-48 | 11600 | Lithium | Leoch 48V-TB | 48V | 100Ah | 400Ah | 4 | 20 | Bonne | FALSE | [10 empty] | TRUE | Conforme
SNDK1381 | DK1848 | DK_Niaga | Silver | 2:45 | 9900 | 14.811907 | -17.250726 | DAKAR | TRUE | Bi-Monthly | Keur Massar _ Bambilor | Keur Massar _ Bambilor | Ibrahima Konate |  | Oumar Ndiaye |  | Baidy Sall | Papa Ngor Ndao | Dakar | FALSE | [12 empty] | Senelec | RUT955 | Online | FALSE | TRUE | Greenfield | Outdoor | Self Support Tower | 35 | 0 | FALSE | 1 | Free | 0 | 35009076 |  |  |  |  | Delta Rev10 | 4 | module1: DPR 2900B-48; module2: DPR 2900B-48; module3: DPR 2900B-48; module4: DPR 2900B-48 | 11600 | Lithium | Leoch 48V-TB | 48V | 100Ah | 400Ah | 4 | 32 | Bonne | FALSE | [10 empty] | TRUE | Conforme
SNDK1431 | DK1850 | DK_RUFISQUE | Silver | 2:45 | 9900 | 14.73519 | -17.261713 | DAKAR | TRUE | Bi-Monthly | Rufisque_Bargny | Rufisque_Bargny | Ahmet Diene Hann |  | Mamadou leye Dembele |  | Baidy Sall | Papa Ngor Ndao | Dakar | FALSE | [12 empty] | Senelec | RUT955 | Online | FALSE | TRUE | Rooftop | Outdoor | Self Support Tower | 15 | 0 | FALSE | 1 | Free | 0 | 35001826 |  |  |  |  | Delta Rev10 | 5 | module1: DPR 2900B-48; module2: DPR 2900B-48; module3: DPR 2900B-48; module4: DPR 2900B-48; module5: DPR 2900B-48 | 14500 | Lithium | Leoch 48V-TB | 48V | 100Ah | 400Ah | 4 | 23 | Bonne | FALSE | [10 empty] | TRUE | Conforme
SNDK1364 | DK1851 | DK_BAMBILOR | Silver | 2:45 | 9900 | 14.797842 | -17.189897 | DAKAR | TRUE | Bi-Monthly | Keur Massar _ Bambilor | Keur Massar _ Bambilor | Ibrahima Konate |  | Oumar Ndiaye |  | Baidy Sall | Papa Ngor Ndao | Dakar | FALSE | [12 empty] | Senelec | RUT955 | Online | FALSE | TRUE | Greenfield | Outdoor | Self Support Tower | 35 | 0 | FALSE | 1 | Free | 0 | 35014557 |  |  |  |  | Delta Rev12 | 4 | module1: DPR 3000B-48; module2: DPR 3000B-48; module3: DPR 3000B-48; module4: DPR 3000B-48 | 12000 | Lithium | Leoch 48V-TB | 48V | 100Ah | 400Ah | 4 | 21 | Bonne | FALSE | [10 empty] | TRUE | Conforme
SNDK1424 | DK1852 | DK_CROISEMENT_APIX | Silver | 2:45 | 9900 | 14.795021 | -17.287124 | DAKAR | TRUE | Bi-Monthly | Keur Massar _ Bambilor | Keur Massar _ Bambilor | Ibrahima Konate |  | Oumar Ndiaye |  | Baidy Sall | Papa Ngor Ndao | Dakar | FALSE | [12 empty] | Senelec | RUT955 | Online | FALSE | TRUE | Rooftop | Outdoor | Self Support Tower | 15 | 1 | FALSE | 1 | Free | 0 | 35001825 |  |  |  |  | Delta Rev10 | 3 | module1: DPR 2900B-48; module2: DPR 2900B-48; module3: DPR 2900B-48 | 8700 | Lithium | Leoch 48V-TB | 48V | 100Ah | 400Ah | 4 | 39 | Bonne | FALSE | [10 empty] | TRUE | Conforme
SNDK1373 | DK1853 | DK_Marché Fatou Doumbouya | Silver | 2:45 | 9900 | 14.78195311 | -17.33789733 | DAKAR | TRUE | Bi-Monthly | Parcelles_Guediawaye | Parcelles_Guediawaye | Daouda Ndiaye |  | Moussa Ndiaye |  | Ahmadou Bamba Ndiaye | Papa Ngor Ndao | Dakar | FALSE | [12 empty] | Senelec | RUT955 | Online | FALSE | TRUE | Rooftop | Outdoor | Self Support Tower | 15 | 0 | FALSE | 1 | Free | 0 | 35007251 | Porte Fusible | F - 22x58 | 63 |  | Delta Rev10 | 5 | module1: DPR 2900B-48; module2: DPR 2900B-48; module3: DPR 2900B-48; module4: DPR 2900B-48; module5: DPR 2900B-48 | 14500 | Lithium | Leoch 48V-TB | 48V | 100Ah | 400Ah | 4 | 30 | Bonne | FALSE | [10 empty] | TRUE | Conforme
SNDK1389 | DK1854 | DK_Keur Massar CEM PAU6 | Silver | 2:45 | 9900 | 14.76876555 | -17.29729054 | DAKAR | TRUE | Bi-Monthly | Keur Massar _ Bambilor | Keur Massar _ Bambilor | Ibrahima Konate |  | Oumar Ndiaye |  | Baidy Sall | Papa Ngor Ndao | Dakar | FALSE | [12 empty] | Senelec | RUT955 | Online | FALSE | TRUE | Rooftop | Outdoor | Self Support Tower | 15 | 0 | FALSE | 1 | Free | 0 | 35006745 |  |  |  |  | Delta Rev10 | 5 | module1: DPR 2900B-48; module2: DPR 2900B-48; module3: DPR 2900B-48; module4: DPR 2900B-48; module5: DPR 2900B-48 | 14500 | Lithium | Leoch 48V-TB | 48V | 100Ah | 400Ah | 4 | 24 | Bonne | FALSE | [10 empty] | TRUE | Conforme
SNDK1383 | DK1855 | DK_Cite_Wardini | Silver | 2:45 | 9900 | 14.78257834 | -17.30060673 | DAKAR | TRUE | Bi-Monthly | Keur Massar _ Bambilor | Keur Massar _ Bambilor | Ibrahima Konate |  | Oumar Ndiaye |  | Baidy Sall | Papa Ngor Ndao | Dakar | FALSE | [12 empty] | Senelec | RUT955 | Online | FALSE | TRUE | Rooftop | Outdoor | Self Support Tower | 15 | 0 | FALSE | 1 | Free | 0 | 35015538 |  |  |  |  | Delta Rev10 | 5 | module1: DPR 2900B-48; module2: DPR 2900B-48; module3: DPR 2900B-48; module4: DPR 2900B-48; module5: DPR 2900B-48 | 14500 | Lithium | Leoch 48V-TB | 48V | 100Ah | 400Ah | 4 | 22 | Bonne | FALSE | [10 empty] | TRUE | Conforme
SNDK1432 | DK1856 | DK_AINOUMADI | Silver | 2:45 | 9900 | 14.790233 | -17.300691 | DAKAR | TRUE | Bi-Monthly | Keur Massar _ Bambilor | Keur Massar _ Bambilor | Ibrahima Konate |  | Oumar Ndiaye |  | Baidy Sall | Papa Ngor Ndao | Dakar | FALSE | [12 empty] | Senelec | RUT955 | Online | FALSE | TRUE | Rooftop | Outdoor | Self Support Tower | 15 | 0 | FALSE | 1 | Free | 0 | 35007253 |  |  |  |  | Delta Rev10 | 3 | module1: DPR 2900B-48; module2: DPR 2900B-48; module3: DPR 2900B-48 | 8700 | Lithium | Leoch 48V-TB | 48V | 100Ah | 400Ah | 4 | 34 | Bonne | FALSE | [10 empty] | TRUE | Conforme
SNDK1365 | DK1857 | DK_IEF KEUR MASSAR | Silver | 2:45 | 9900 | 14.787701 | -17.318607 | DAKAR | TRUE | Bi-Monthly | Keur Massar _ Bambilor | Keur Massar _ Bambilor | Ibrahima Konate |  | Oumar Ndiaye |  | Baidy Sall | Papa Ngor Ndao | Dakar | FALSE | [12 empty] | Senelec | RUT955 | Online | FALSE | TRUE | Rooftop | Outdoor | Self Support Tower | 15 | 0 | FALSE | 1 | Free | 0 | 35007204 |  |  |  |  | Delta Rev10 | 5 | module1: DPR 2900B-48; module2: DPR 2900B-48; module3: DPR 2900B-48; module4: DPR 2900B-48; module5: DPR 2900B-48 | 14500 | Lithium | Leoch 48V-TB | 48V | 100Ah | 400Ah | 4 | 31 | Bonne | FALSE | [10 empty] | TRUE | Conforme
SNDK1390 | DK1858 | DK_CITE_ASECNA_RUFISQUE | Silver | 2:45 | 9900 | 14.73598122 | -17.29160615 | DAKAR | TRUE | Bi-Monthly | Rufisque_Bargny | Rufisque_Bargny | Ahmet Diene Hann |  | Mamadou leye Dembele |  | Baidy Sall | Papa Ngor Ndao | Dakar | FALSE | [12 empty] | Senelec | RUT955 | Online | FALSE | TRUE | Rooftop | Outdoor | Self Support Tower | 15 | 0 | FALSE | 1 | Free | 0 | 35007210 |  |  |  |  | Delta Rev10 | 5 | module1: DPR 2900B-48; module2: DPR 2900B-48; module3: DPR 2900B-48; module4: DPR 2900B-48; module5: DPR 2900B-48 | 14500 | Lithium | Leoch 48V-TB | 48V | 100Ah | 400Ah | 4 | 28 | Bonne | FALSE | [10 empty] | TRUE | Conforme
SNDK1433 | DK1859 | DK_Sicap Grand Mbao | Silver | 2:45 | 9900 | 14.73313786 | -17.31234593 | DAKAR | TRUE | Bi-Monthly | Rufisque_Bargny | Rufisque_Bargny | Ahmet Diene Hann |  | Mamadou leye Dembele |  | Baidy Sall | Papa Ngor Ndao | Dakar | FALSE | [12 empty] | Senelec | RUT955 | Online | FALSE | TRUE | Rooftop | Outdoor | Self Support Tower | 15 | 0 | FALSE | 1 | Free | 0 | 35001830 |  |  |  |  | Delta Rev10 | 5 | module1: DPR 2900B-48; module2: DPR 2900B-48; module3: DPR 2900B-48; module4: DPR 2900B-48; module5: DPR 2900B-48 | 14500 | Lithium | Leoch 48V-TB | 48V | 100Ah | 400Ah | 4 | 22 | Bonne | FALSE | [10 empty] | TRUE | Conforme
SNDK1403 | DK1860 | DK_Keur Massar Mame Kane | Silver | 2:45 | 9900 | 14.76893071 | -17.31485478 | DAKAR | TRUE | Bi-Monthly | Keur Massar _ Bambilor | Keur Massar _ Bambilor | Ibrahima Konate |  | Oumar Ndiaye |  | Baidy Sall | Papa Ngor Ndao | Dakar | FALSE | [12 empty] | Senelec | RUT955 | Online | FALSE | TRUE | Rooftop | Outdoor | Self Support Tower | 10 | 0 | FALSE | 1 | Free | 0 | 35007207 |  |  |  |  | Delta Rev10 | 5 | module1: DPR 2900B-48; module2: DPR 2900B-48; module3: DPR 2900B-48; module4: DPR 2900B-48; module5: DPR 2900B-48 | 14500 | Lithium | Leoch 48V-TB | 48V | 100Ah | 400Ah | 4 | 32 | Bonne | FALSE | [10 empty] | TRUE | Conforme
SNDK1414 | DK1861 | DK_Cite_Mbackiyou | Silver | 2:45 | 9900 | 14.73554326 | -17.49730024 | DAKAR | TRUE | Bi-Monthly | Ouakam _ Mermoz _ Yoff | Ouakam _ Mermoz _ Yoff | Ibrahima Faye |  | Narciss Manga |  | Mbaye Ndour | Papa Ngor Ndao | Dakar | FALSE | [12 empty] | Senelec | RUT955 | Online | FALSE | TRUE | Rooftop | Outdoor | Self Support Tower | 10 | 0 | FALSE | 1 | Free | 0 | 35003046 |  |  |  |  | Delta Rev10 | 5 | module1: DPR 2900B-48; module2: DPR 2900B-48; module3: DPR 2900B-48; module4: DPR 2900B-48; module5: DPR 2900B-48 | 14500 | Lithium | Leoch 48V-TB | 48V | 100Ah | 400Ah | 4 | 21 | Bonne | FALSE | [10 empty] | TRUE | Conforme
SNDK1507 | DK1862 | DK_CITE_FADIA | Silver | 2:45 | 9900 | 14.76100507 | -17.42289804 | DAKAR | TRUE | Bi-Monthly | Parcelles_Guediawaye | Parcelles_Guediawaye | Daouda Ndiaye |  | Moussa Ndiaye |  | Ahmadou Bamba Ndiaye | Papa Ngor Ndao | Dakar | FALSE | [12 empty] | Senelec | RUT955 | Online | FALSE | TRUE | Rooftop | Outdoor | Self Support Tower | 15 | 0 | FALSE | 1 | Free | 0 | 35006800 |  |  |  |  | Delta Rev12 | 5 | module1: DPR 3000B-48; module2: DPR 3000B-48; module3: DPR 3000B-48; module4: DPR 3000B-48; module5: DPR 3000B-48 | 15000 | Lithium | Leoch 48V-TB | 48V | 100Ah | 400Ah | 4 | 26 | Bonne | FALSE | [10 empty] | TRUE | Conforme
SNDK1502 | DK1863 | DK_KEUR MASSAR | Silver | 2:45 | 9900 | 14.77650306 | -17.2941799 | DAKAR | TRUE | Bi-Monthly | Keur Massar _ Bambilor | Keur Massar _ Bambilor | Ibrahima Konate |  | Oumar Ndiaye |  | Baidy Sall | Papa Ngor Ndao | Dakar | FALSE | [12 empty] | Senelec | RUT955 | Online | FALSE | TRUE | Rooftop | Outdoor | Self Support Tower | 15 | 0 | FALSE | 1 | Free | 0 | 35006799 |  |  |  |  | Delta Rev10 | 3 | module1: DPR 2900B-48; module2: DPR 2900B-48; module3: DPR 2900B-48 | 8700 | Lithium | Leoch 48V-TB | 48V | 100Ah | 400Ah | 4 | 23 | Bonne | FALSE | [10 empty] | TRUE | Conforme
SNDK1505 | DK1865 | DK_MARISTE | Silver | 2:45 | 9900 | 14.73032411 | -17.42876305 | DAKAR | TRUE | Bi-Monthly | Castors _ HLM _ Maristes | Castors _ HLM _ Maristes | Papa Ababacar Nguer |  | Ombouele Embongo FranK |  | Ahmadou Bamba Ndiaye | Papa Ngor Ndao | Dakar | FALSE | [12 empty] | Senelec | RUT956 | Online | FALSE | TRUE | Rooftop | Outdoor | Self Support Tower | 15 | 0 | FALSE | 1 | Free | 0 | 35005457 |  |  |  |  | Delta Rev12 | 4 | module1: DPR 3000B-48; module2: DPR 3000B-48; module3: DPR 3000B-48; module4: DPR 3000B-48 | 12000 | Lithium | Leoch 48V-TB | 48V | 100Ah | 400Ah | 4 | 21 | Bonne | FALSE | [10 empty] | TRUE | Conforme
SNDK1510 | DK1866 | DK_DALIFORD | Silver | 2:45 | 9900 | 14.74466074 | -17.41723812 | DAKAR | TRUE | Bi-Monthly | Castors _ HLM _ Maristes | Castors _ HLM _ Maristes | Papa Ababacar Nguer |  | Ombouele Embongo FranK |  | Ahmadou Bamba Ndiaye | Papa Ngor Ndao | Dakar | FALSE | [12 empty] | Senelec | RUT955 | Online | FALSE | TRUE | Rooftop | Outdoor | Self Support Tower | 15 | 0 | FALSE | 1 | Free | 0 | 35009073 |  |  |  |  | Delta Rev10 | 5 | module1: DPR 2900B-48; module2: DPR 2900B-48; module3: DPR 2900B-48; module4: DPR 2900B-48; module5: DPR 2900B-48 | 14500 | Lithium | Leoch 48V-TB | 48V | 100Ah | 400Ah | 4 | 25 | Bonne | FALSE | [10 empty] | TRUE | Conforme
SNDK1512 | DK1869 | DK_MEDINA | Silver | 2:45 | 9900 | 14.68223349 | -17.44721022 | DAKAR | TRUE | Bi-Monthly | Dakar Ouest | Dakar Ouest | El Hadji Koymine Diané |  | Ahmadou Bamba Seck |  | Mbaye Ndour | Papa Ngor Ndao | Dakar | FALSE | [12 empty] | Senelec | RUT955 | Online | FALSE | TRUE | Rooftop | Outdoor | Self Support Tower | 15 | 0 | FALSE | 1 | Free | 0 | 35008782 |  |  |  |  | Delta Rev10 | 6 | DPR 2900B-48 | DPR 2900B-48 | DPR 2900B-48 | DPR 2900B-48 | DPR 2900B-48 | DPR 2900B-48 |  |  |  | 17400 | Lithium | Leoch 48V-TB | 48V | 100Ah | 400Ah | 4 | 20 | Bonne | FALSE | [10 empty] | TRUE | Conforme
SNDK1504 | DK1870 | DK_MARCHE CASTORS | Silver | 2:45 | 9900 | 14.726182 | -17.454584 | DAKAR | TRUE | Bi-Monthly | Castors _ HLM _ Maristes | Castors _ HLM _ Maristes | Papa Ababacar Nguer |  | Ombouele Embongo FranK |  | Ahmadou Bamba Ndiaye | Papa Ngor Ndao | Dakar | FALSE | [12 empty] | Senelec | RUT955 | Online | FALSE | TRUE | Rooftop | Outdoor | Self Support Tower | 15 | 0 | FALSE | 1 | Free | 0 | 35008725 |  |  |  |  | Delta Rev10 | 5 | module1: DPR 2900B-48; module2: DPR 2900B-48; module3: DPR 2900B-48; module4: DPR 2900B-48; module5: DPR 2900B-48 | 14500 | Lithium | Leoch 48V-TB | 48V | 100Ah | 400Ah | 4 | 26 | Bonne | FALSE | [10 empty] | TRUE | Conforme
SNDK1446 | DK1872 | DK_KM Rufisque 1 | Silver | 2:45 | 9900 | 14.76333358 | -17.29891964 | DAKAR | TRUE | Bi-Monthly | Keur Massar _ Bambilor | Keur Massar _ Bambilor | Ibrahima Konate |  | Oumar Ndiaye |  | Baidy Sall | Papa Ngor Ndao | Dakar | FALSE | [12 empty] | Senelec | RUT955 | Online | FALSE | TRUE | Rooftop | Outdoor | Self Support Tower | 15 | 0 | FALSE | 1 | Free | 0 | 35011456 |  |  |  |  | Delta Rev10 | 4 | module1: DPR 2900B-48; module2: DPR 2900B-48; module3: DPR 2900B-48; module4: DPR 2900B-48 | 11600 | Lithium | Leoch 48V-TB | 48V | 100Ah | 400Ah | 4 | 35 | Bonne | FALSE | [10 empty] | TRUE | Conforme
SNDK1495 | DK1873 | DK_CBAO CASTORS | Silver | 2:45 | 9900 | 14.72321631 | -17.45241884 | DAKAR | TRUE | Bi-Monthly | Castors _ HLM _ Maristes | Castors _ HLM _ Maristes | Papa Ababacar Nguer |  | Ombouele Embongo FranK |  | Ahmadou Bamba Ndiaye | Papa Ngor Ndao | Dakar | FALSE | [12 empty] | Senelec | RUT955 | Online | FALSE | TRUE | Rooftop | Outdoor | Self Support Tower | 15 | 0 | FALSE | 1 | Free | 0 | 35009161 |  |  |  |  | Delta Rev12 | 6 | DPR 3000B-48 | DPR 3000B-48 | DPR 3000B-48 | DPR 3000B-48 | DPR 3000B-48 | DPR 3000B-48 |  |  |  | 18000 | Lithium | Leoch 48V-TB | 48V | 100Ah | 400Ah | 4 | 20 | Bonne | FALSE | [10 empty] | TRUE | Conforme
SNDK1453 | DK1874 | DK_BISCUTERIE | Silver | 2:45 | 9900 | 14.71946015 | -17.4461295 | DAKAR | TRUE | Bi-Monthly | Castors _ HLM _ Maristes | Castors _ HLM _ Maristes | Papa Ababacar Nguer |  | Ombouele Embongo FranK |  | Ahmadou Bamba Ndiaye | Papa Ngor Ndao | Dakar | FALSE | [12 empty] | Senelec | RUT955 | Online | FALSE | TRUE | Rooftop | Outdoor | Self Support Tower | 15 | 0 | FALSE | 1 | Free | 0 | 35006259 |  |  |  |  | Delta Rev10 | 6 | DPR 2900B-48 | DPR 2900B-48 | DPR 2900B-48 | DPR 2900B-48 | DPR 2900B-48 | DPR 2900B-48 |  |  |  | 17400 | Lithium | Leoch 48V-TB | 48V | 100Ah | 400Ah | 4 | 31 | Bonne | FALSE | [10 empty] | TRUE | Conforme
SNDK1440 | DK1875 | DK_STADE LSS (IMMEUBLE KEUR YOFF) | Silver | 2:45 | 9900 | 14.74709884 | -17.45737679 | DAKAR | TRUE | Bi-Monthly | Ouakam _ Mermoz _ Yoff | Ouakam _ Mermoz _ Yoff | Ibrahima Faye |  | Narciss Manga |  | Mbaye Ndour | Papa Ngor Ndao | Dakar | FALSE | [12 empty] | Senelec | RUT955 | Online | FALSE | TRUE | Rooftop | Outdoor | Self Support Tower | 15 | 0 | FALSE | 1 | Free | 0 | 35013973 |  |  |  |  | Delta Rev10 | 3 | module1: DPR 2900B-48; module2: DPR 2900B-48; module3: DPR 2900B-48 | 8700 | Lithium | Leoch 48V-TB | 48V | 100Ah | 400Ah | 4 | 32 | Bonne | FALSE | [10 empty] | TRUE | Conforme
SNDK1459 | DK1877 | DK_KEUR MASSAR | Silver | 2:45 | 9900 | 14.7877933 | -17.28505654 | DAKAR | TRUE | Bi-Monthly | Keur Massar _ Bambilor | Keur Massar _ Bambilor | Ibrahima Konate |  | Oumar Ndiaye |  | Baidy Sall | Papa Ngor Ndao | Dakar | FALSE | [12 empty] | Senelec | RUT955 | Online | FALSE | TRUE | Rooftop | Outdoor | Self Support Tower | 15 | 0 | FALSE | 1 | Free | 0 | 35009178 |  |  |  |  | Delta Rev10 | 3 | module1: DPR 2900B-48; module2: DPR 2900B-48; module3: DPR 2900B-48 | 8700 | Lithium | Leoch 48V-TB | 48V | 100Ah | 400Ah | 4 | 31 | Bonne | FALSE | [10 empty] | TRUE | Conforme
SNDK1489 | DK1878 | DK_MARISTE | Silver | 2:45 | 9900 | 14.7377852 | -17.43267335 | DAKAR | TRUE | Bi-Monthly | Castors _ HLM _ Maristes | Castors _ HLM _ Maristes | Papa Ababacar Nguer |  | Ombouele Embongo FranK |  | Ahmadou Bamba Ndiaye | Papa Ngor Ndao | Dakar | FALSE | [12 empty] | Senelec | RUT956 | Online | FALSE | TRUE | Rooftop | Outdoor | Self Support Tower | 15 | 0 | FALSE | 1 | Free | 0 | 35016117 |  |  |  |  | Delta Rev12 | 5 | module1: DPR 3000B-48; module2: DPR 3000B-48; module3: DPR 3000B-48; module4: DPR 3000B-48; module5: DPR 3000B-48 | 15000 | Lithium | Leoch 48V-TB | 48V | 100Ah | 400Ah | 4 | 17 | Bonne | FALSE | [10 empty] | TRUE | Conforme
SNDK1471 | DK1879 | DK_TIVAOUNE_PEULH | Silver | 2:45 | 9900 | 14.82577516 | -17.25960319 | DAKAR | TRUE | Bi-Monthly | Keur Massar _ Bambilor | Keur Massar _ Bambilor | Ibrahima Konate |  | Oumar Ndiaye |  | Baidy Sall | Papa Ngor Ndao | Dakar | FALSE | [12 empty] | Senelec | RUT955 | Online | FALSE | TRUE | Rooftop | Outdoor | Self Support Tower | 30 | 1 | FALSE | 1 | Free | 0 | 35015873 |  |  |  |  | Delta Rev10 | 3 | module1: DPR 2900B-48; module2: DPR 2900B-48; module3: DPR 2900B-48 | 8700 | Lithium | Leoch 48V-TB | 48V | 100Ah | 400Ah | 4 | 31 | Bonne | FALSE | [10 empty] | TRUE | Conforme
SNDK1454 | DK1880 | DK_TIVAOUNE_PEULH | Silver | 2:45 | 9900 | 14.82599637 | -17.27420326 | DAKAR | TRUE | Bi-Monthly | Keur Massar _ Bambilor | Keur Massar _ Bambilor | Ibrahima Konate |  | Oumar Ndiaye |  | Baidy Sall | Papa Ngor Ndao | Dakar | FALSE | [12 empty] | Senelec | RUT955 | Online | FALSE | TRUE | Rooftop | Outdoor | Self Support Tower | 15 | 0 | FALSE | 1 | Free | 0 | 35017433 |  |  |  |  | Delta Rev10 | 3 | module1: DPR 2900B-48; module2: DPR 2900B-48; module3: DPR 2900B-48 | 8700 | Lithium | Leoch 48V-TB | 48V | 100Ah | 400Ah | 4 | 27 | Bonne | FALSE | [10 empty] | TRUE | Conforme
SNDK1460 | DK1881 | DK_APIX SORTIE_VDN | Silver | 2:45 | 9900 | 14.8101568 | -17.28825524 | DAKAR | TRUE | Bi-Monthly | Keur Massar _ Bambilor | Keur Massar _ Bambilor | Ibrahima Konate |  | Oumar Ndiaye |  | Baidy Sall | Papa Ngor Ndao | Dakar | FALSE | [12 empty] | Senelec | RUT955 | Online | FALSE | TRUE | Rooftop | Outdoor | Self Support Tower | 15 | 0 | FALSE | 1 | Free | 0 | 35003489 |  |  |  |  | Delta Rev10 | 4 | module1: DPR 2900B-48; module2: DPR 2900B-48; module3: DPR 2900B-48; module4: DPR 2900B-48 | 11600 | Lithium | Leoch 48V-TB | 48V | 100Ah | 400Ah | 4 | 33 | Bonne | FALSE | [10 empty] | TRUE | Conforme
SNDK1461 | DK1882 | DK_ALMADIES 2 | Silver | 2:45 | 9900 | 14.75283239 | -17.27119384 | DAKAR | TRUE | Bi-Monthly | Keur Massar _ Bambilor | Keur Massar _ Bambilor | Ibrahima Konate |  | Oumar Ndiaye |  | Baidy Sall | Papa Ngor Ndao | Dakar | FALSE | [12 empty] | Senelec | RUT955 | Online | FALSE | TRUE | Rooftop | Outdoor | Self Support Tower | 15 | 0 | FALSE | 1 | Free | 0 | 35011452 |  |  |  |  | Delta Rev10 | 5 | module1: DPR 2900B-48; module2: DPR 2900B-48; module3: DPR 2900B-48; module4: DPR 2900B-48; module5: DPR 2900B-48 | 14500 | Lithium | Leoch 48V-TB | 48V | 100Ah | 400Ah | 4 | 26 | A renforcer | FALSE | [10 empty] | TRUE | Conforme
SNDK1492 | DK1883 | DK_FASS KOUNOUNE | Silver | 2:45 | 9900 | 14.7456033 | -17.25251631 | DAKAR | TRUE | Bi-Monthly | Rufisque_Bargny | Rufisque_Bargny | Ahmet Diene Hann |  | Mamadou leye Dembele |  | Baidy Sall | Papa Ngor Ndao | Dakar | FALSE | [12 empty] | Senelec | RUT955 | Online | FALSE | TRUE | Rooftop | Outdoor | Self Support Tower | 15 | 0 | FALSE | 1 | Free | 0 | 35007664 |  |  |  |  | Delta Rev10 | 6 | DPR 2900B-48 | DPR 2900B-48 | DPR 2900B-48 | DPR 2900B-48 | DPR 2900B-48 | DPR 2900B-48 |  |  |  | 17400 | Lithium | Leoch 48V-TB | 48V | 100Ah | 600Ah | 6 | 34 | Bonne | FALSE | [10 empty] | TRUE | Conforme
SNDK1463 | DK1884 | DK_KOUNOUNE EXTENSION | Silver | 2:45 | 9900 | 14.75127048 | -17.24321785 | DAKAR | TRUE | Bi-Monthly | Rufisque_Bargny | Rufisque_Bargny | Ahmet Diene Hann |  | Mamadou leye Dembele |  | Baidy Sall | Papa Ngor Ndao | Dakar | FALSE | [12 empty] | Senelec | RUT955 | Online | FALSE | TRUE | Rooftop | Outdoor | Self Support Tower | 15 | 0 | FALSE | 1 | Free | 0 | 35009074 |  |  |  |  | Delta Rev10 | 5 | module1: DPR 2900B-48; module2: DPR 2900B-48; module3: DPR 2900B-48; module4: DPR 2900B-48; module5: DPR 2900B-48 | 14500 | Lithium | Leoch 48V-TB | 48V | 100Ah | 400Ah | 4 | 22 | Bonne | FALSE | [10 empty] | TRUE | Conforme
SNDK1468 | DK1887 | DK_FASS KOUNOUNE | Silver | 2:45 | 9900 | 14.751321 | -17.251406 | DAKAR | TRUE | Bi-Monthly | Rufisque_Bargny | Rufisque_Bargny | Ahmet Diene Hann |  | Mamadou leye Dembele |  | Baidy Sall | Papa Ngor Ndao | Dakar | FALSE | [12 empty] | Senelec | RUT955 | Online | FALSE | TRUE | Rooftop | Outdoor | Self Support Tower | 15 | 0 | FALSE | 1 | Free | 0 | 35009075 |  |  |  |  | Delta Rev10 | 6 | DPR 2900B-48 | DPR 2900B-48 | DPR 2900B-48 | DPR 2900B-48 | DPR 2900B-48 | DPR 2900B-48 |  |  |  | 17400 | Lithium | Leoch 48V-TB | 48V | 100Ah | 400Ah | 4 | 27 | Bonne | FALSE | [10 empty] | TRUE | Conforme
SNDK1476 | DK1889 | DK_TOUBAB_DIALAW | Silver | 2:45 | 9900 | 14.60075854 | -17.14677018 | DAKAR | TRUE | Bi-Monthly | Rufisque_Bargny | Rufisque_Bargny | Ahmet Diene Hann |  | Mamadou leye Dembele |  | Baidy Sall | Papa Ngor Ndao | Dakar | FALSE | [12 empty] | Senelec | RUT955 | Online | FALSE | TRUE | Greenfield | Outdoor | Self Support Tower | 35 | 0 | FALSE | 1 | Free | 0 | 35017420 |  |  |  |  | Delta Rev10 | 4 | module1: DPR 2900B-48; module2: DPR 2900B-48; module3: DPR 2900B-48; module4: DPR 2900B-48 | 11600 | Lithium | Leoch 48V-TB | 48V | 100Ah | 400Ah | 4 | 23 | Bonne | FALSE | [10 empty] | TRUE | Conforme
SNDK1494 | DK1891 | DK_ZAC MBAO | Silver | 2:45 | 9900 | 14.74095299 | -17.30517139 | DAKAR | TRUE | Bi-Monthly | Rufisque_Bargny | Rufisque_Bargny | Ahmet Diene Hann |  | Mamadou leye Dembele |  | Baidy Sall | Papa Ngor Ndao | Dakar | FALSE | [12 empty] | Senelec | RUT955 | Online | FALSE | TRUE | Rooftop | Outdoor | Self Support Tower | 15 | 0 | FALSE | 1 | Free | 0 | 35009154 |  |  |  |  | Delta Rev10 | 6 | DPR 2900B-48 | DPR 2900B-48 | DPR 2900B-48 | DPR 2900B-48 | DPR 2900B-48 | DPR 2900B-48 |  |  |  | 17400 | Lithium | Leoch 48V-TB | 48V | 100Ah | 400Ah | 4 | 16 | Bonne | FALSE | [10 empty] | TRUE | Conforme
SNDK1452 | DK1892 | DK_KEUR MASSAR | Silver | 2:45 | 9900 | 14.76250651 | -17.30661774 | DAKAR | TRUE | Bi-Monthly | Keur Massar _ Bambilor | Keur Massar _ Bambilor | Ibrahima Konate |  | Oumar Ndiaye |  | Baidy Sall | Papa Ngor Ndao | Dakar | FALSE | [12 empty] | Senelec | RUT955 | Online | FALSE | TRUE | Rooftop | Outdoor | Self Support Tower | 15 | 0 | FALSE | 1 | Free | 0 | 35011454 |  |  |  |  | Delta Rev10 | 5 | module1: DPR 2900B-48; module2: DPR 2900B-48; module3: DPR 2900B-48; module4: DPR 2900B-48; module5: DPR 2900B-48 | 14500 | Lithium | Leoch 48V-TB | 48V | 100Ah | 400Ah | 4 | 31 | Bonne | FALSE | [10 empty] | TRUE | Conforme
SNDK1537 | DK1893 | DK_NGOR | Silver | 2:45 | 9900 | 14.743822 | -17.506406 | DAKAR | TRUE | Bi-Monthly | Ouakam _ Mermoz _ Yoff | Ouakam _ Mermoz _ Yoff | Ibrahima Faye |  | Narciss Manga |  | Mbaye Ndour | Papa Ngor Ndao | Dakar | FALSE | [12 empty] | Senelec | RUT955 | Online | FALSE | TRUE | Rooftop | Outdoor | Self Support Tower | 12 | 0 | FALSE | 1 | Free | 0 | 35012337 |  |  |  |  | Delta Rev12 | 4 | module1: DPR 3000B-48; module2: DPR 3000B-48; module3: DPR 3000B-48; module4: DPR 3000B-48 | 12000 | Lithium | Leoch 48V-TB | 48V | 100Ah | 400Ah | 4 | 16 | Bonne | FALSE | [10 empty] | TRUE | Conforme
SNDK1525 | DK1894 | DK_OUEST_FOIRE | Silver | 2:45 | 9900 | 14.75199949 | -17.46952472 | DAKAR | TRUE | Bi-Monthly | Ouakam _ Mermoz _ Yoff | Ouakam _ Mermoz _ Yoff | Ibrahima Faye |  | Narciss Manga |  | Mbaye Ndour | Papa Ngor Ndao | Dakar | FALSE | [12 empty] | Senelec | RUT955 | Online | FALSE | TRUE | Rooftop | Outdoor | Self Support Tower | 12 | 0 | FALSE | 1 | Free | 0 | 35013975 |  |  |  |  | Delta Rev12 | 4 | module1: DPR 3000B-48; module2: DPR 3000B-48; module3: DPR 3000B-48; module4: DPR 3000B-48 | 12000 | Lithium | Leoch 48V-TB | 48V | 100Ah | 400Ah | 4 | 17 | Bonne | FALSE | [10 empty] | TRUE | Conforme
SNDK1541 | DK1895 | DK_Mbao | Silver | 2:45 | 9900 | 14.73745307 | -17.31617633 | DAKAR | TRUE | Bi-Monthly | Thiaroye _ Pikine _ Mbao | Thiaroye _ Pikine _ Mbao | Modou Gueye Diouf |  | Abdoulaye Ndiaye |  | Baidy Sall | Papa Ngor Ndao | Dakar | FALSE | [12 empty] | Senelec | RUT955 | Online | FALSE | TRUE | Rooftop | Outdoor | Self Support Tower | 12 | 0 | FALSE | 1 | Free | 0 | 35017419 |  |  |  |  | Delta Rev12 | 3 | module1: DPR 3000B-48; module2: DPR 3000B-48; module3: DPR 3000B-48 | 9000 | Lithium | Leoch 48V-TB | 48V | 100Ah | 200Ah | 3 | 20 | A renforcer | FALSE | [10 empty] | TRUE | Conforme
SNTH1597 | DK1896 | TH_SEBIKOTANE | Silver | 2:45 | 9900 | 14.733092 | -17.146018 | DAKAR | TRUE | Bi-Monthly | Rufisque_Bargny | Rufisque_Bargny | Ahmet Diene Hann |  | Mamadou leye Dembele |  | Baidy Sall | Papa Ngor Ndao | Dakar | FALSE | [12 empty] | Senelec | RUT955 | Online | FALSE | TRUE | Greenfield | Outdoor | Self Support Tower | 30 | 0 | FALSE | 1 | Free | 0 | 35015819 |  |  |  |  | Delta Rev10 | 4 | module1: DPR 2900B-48; module2: DPR 2900B-48; module3: DPR 2900B-48; module4: DPR 2900B-48 | 11600 | Lithium | Leoch 48V-TB | 48V | 100Ah | 400Ah | 4 | 23 | Bonne | FALSE | [10 empty] | TRUE | Conforme
SNDK1582 | DK1897 | DK_PLAN_JAXAY | Silver | 2:45 | 9900 | 14.769105 | -17.273498 | DAKAR | TRUE | Bi-Monthly | Keur Massar _ Bambilor | Keur Massar _ Bambilor | Ibrahima Konate |  | Oumar Ndiaye |  | Baidy Sall | Papa Ngor Ndao | Dakar | FALSE | [12 empty] | Senelec | RUT955 | Online | FALSE | TRUE | Greenfield | Outdoor | Self Support Tower | 30 | 0 | FALSE | 1 | Free | 0 | 35013895 |  |  |  |  | Delta Rev12 | 3 | module1: DPR 3000B-48; module2: DPR 3000B-48; module3: DPR 3000B-48 | 9000 | Lithium | Leoch 48V-TB | 48V | 100Ah | 400Ah | 4 | 32 | Bonne | FALSE | [10 empty] | TRUE | Conforme
SNDK1599 | DK1899 | DK_TIVAOUANE PEULH-NIAGHA | Silver | 2:45 | 9900 | 14.818729 | -17.264799 | DAKAR | TRUE | Bi-Monthly | Keur Massar _ Bambilor | Keur Massar _ Bambilor | Ibrahima Konate |  | Oumar Ndiaye |  | Baidy Sall | Papa Ngor Ndao | Dakar | FALSE | [12 empty] | Senelec | RUT956 | Online | FALSE | TRUE | Greenfield | Outdoor | Self Support Tower | 30 | 0 | FALSE | 1 | Free | 0 | 35009128 |  |  |  |  | Delta Rev12 | 3 | module1: DPR 3000B-48; module2: DPR 3000B-48; module3: DPR 3000B-48 | 9000 | Lithium | Leoch 48V-TB | 48V | 100Ah | 400Ah | 4 | 29 | Bonne | FALSE | [10 empty] | TRUE | Conforme
SNDK1596 | DK1900 | DK_RUFISQUE NORD | Silver | 2:45 | 9900 | 14.725722 | -17.262745 | DAKAR | TRUE | Bi-Monthly | Rufisque_Bargny | Rufisque_Bargny | Ahmet Diene Hann |  | Mamadou leye Dembele |  | Baidy Sall | Papa Ngor Ndao | Dakar | FALSE | [12 empty] | Senelec | RUT955 | Online | FALSE | TRUE | Greenfield | Outdoor | Self Support Tower | 12 | 0 | FALSE | 1 | Free | 0 | 35016135 |  |  |  |  | Delta Rev12 | 4 | module1: DPR 3000B-48; module2: DPR 3000B-48; module3: DPR 3000B-48; module4: DPR 3000B-48 | 12000 | Lithium | Leoch 48V-TB | 48V | 100Ah | 300Ah | 3 | 30 | A renforcer | FALSE | [10 empty] | TRUE | Conforme
SNDK1576 | DK1903 | DK_Tivaoune Peulh-Keur Massar | Silver | 2:45 | 9900 | 14.796963 | -17.296348 | DAKAR | TRUE | Bi-Monthly | Keur Massar _ Bambilor | Keur Massar _ Bambilor | Ibrahima Konate |  | Oumar Ndiaye |  | Baidy Sall | Papa Ngor Ndao | Dakar | FALSE | [12 empty] | Senelec | RUT955 | Online | FALSE | TRUE | Greenfield | Outdoor | Self Support Tower | 30 | 0 | FALSE | 1 | Free | 0 | 35006158 |  |  |  |  | Delta Rev12 | 4 | module1: DPR 3000B-48; module2: DPR 3000B-48; module3: DPR 3000B-48; module4: DPR 3000B-48 | 12000 | Lithium | Leoch 48V-TB | 48V | 100Ah | 400Ah | 4 | 17 | Bonne | FALSE | [10 empty] | TRUE | Conforme
SNDK1621 | DK1908 | DK_DIAMNIADIO | Silver | 2:45 | 9900 | 14.72577173 | -17.18554132 | DAKAR | TRUE | Bi-Monthly | Rufisque_Bargny | Rufisque_Bargny | Ahmet Diene Hann |  | Mamadou leye Dembele |  | Baidy Sall | Papa Ngor Ndao | Dakar | FALSE | [12 empty] | Senelec | RUT956 | Online | FALSE | TRUE | Rooftop | Outdoor | Self Support Tower | 12 | 0 | FALSE | 1 | Free | 0 | 35009634 |  |  |  |  | Delta Rev10 | 4 | module1: DPR 2900B-48; module2: DPR 2900B-48; module3: DPR 2900B-48; module4: DPR 2900B-48 | 11600 | Lithium | Leoch 48V-TB | 48V | 100Ah | 400Ah | 4 | 23 | Bonne | FALSE | [10 empty] | TRUE | Conforme
SNDK1619 | DK1911 | DK_DIAXXAY | Silver | 2:45 | 9900 | 14.75750728 | -17.28580337 | DAKAR | TRUE | Bi-Monthly | Keur Massar _ Bambilor | Keur Massar _ Bambilor | Ibrahima Konate |  | Oumar Ndiaye |  | Baidy Sall | Papa Ngor Ndao | Dakar | FALSE | [12 empty] | Senelec | RUT955 | Online | FALSE | TRUE | Rooftop | Outdoor | Self Support Tower | 12 | 0 | FALSE | 1 | Free | 0 | 35016132 |  |  |  |  | Delta Rev10 | 4 | module1: DPR 2900B-48; module2: DPR 2900B-48; module3: DPR 2900B-48; module4: DPR 2900B-48 | 11600 | Lithium | Leoch 48V-TB | 48V | 100Ah | 400Ah | 4 | 23 | Bonne | FALSE | [10 empty] | TRUE | Conforme
SNDK1614 | DK1913 | DK_BARGNY | Silver | 2:45 | 9900 | 14.70752073 | -17.23558802 | DAKAR | TRUE | Bi-Monthly | Rufisque_Bargny | Rufisque_Bargny | Ahmet Diene Hann |  | Mamadou leye Dembele |  | Baidy Sall | Papa Ngor Ndao | Dakar | FALSE | [12 empty] | Senelec | RUT956 | Online | FALSE | TRUE | Greenfield | Outdoor | Self Support Tower | 12 | 0 | FALSE | 1 | Free | 0 | 35016140 |  |  |  |  | Delta Rev12 | 3 | module1: DPR 3000B-48; module2: DPR 3000B-48; module3: DPR 3000B-48 | 9000 | Lithium | Leoch 48V-TB | 48V | 100Ah | 400Ah | 4 | 25 | Bonne | FALSE | [10 empty] | TRUE | Conforme
SNLG0010 | DL2918 | DL_DAROU_MARNANE | Silver | 2:45 | 9900 | 15.10306 | -16.16306 | LOUGA | TRUE | Bi-Monthly | PM_Darou_Mousty | Mixte_Darou_Mousty | Saidou Ba |  | Talibouya Fall |  | Bab Khory Ngom | Mame Bourama Diatta | Région | FALSE | [12 empty] | Senelec | Pas de RMS | Pas de RMS | FALSE | TRUE | Greenfield | Outdoor | Guyed Mast | 32 | 1 | FALSE | 1 | Free | 0 | 30048193 | Porte Fusible | F - 22x58 | 63 | 63 | RBS 6101 | 4 | module1: PSU AC01 - 1800; module2: PSU AC01 - 1800; module3: PSU AC03 - 2500; module4: PSU AC03 - 2500 | 8600 | Lithium | Leoch 48V-TB | 48V | 100Ah | 600Ah | 6 | 25 | Bonne | FALSE | [10 empty] | TRUE | Conforme
SNLG0014 | DL2937 | DL_BOUSTANE | Silver | 3:30 | 12600 | 15.10047 | -15.68058 | LINGUERE | TRUE | Bi-Monthly | PM_Dahra | Mixte_Dahra | Papa Ahmadou Mactar Seye |  | Cheick Thiam |  | Bab Khory Ngom | Mame Bourama Diatta | Région | FALSE | [12 empty] | Solaire - Senelec | RUT956 | Online | FALSE | TRUE | Greenfield | Outdoor | Guyed Mast | 60 | 9 | FALSE | 1 | Free | 0 | 35017156 |  |  |  |  | Delta Rev10 | 4 | module1: DPR 2900B-48; module2: DPR 2900B-48; module3: DPR 2900B-48; module4: DPR 2900B-48 | 11600 | OpZs(Acide) | Classic | 2V | 1080Ah | 1080Ah | 24 | 18 | Bonne | FALSE | [10 empty] | TRUE | Conforme
SNLG0015 | DL2939 | DL_SAG_DIOLOFF | Silver | 3:30 | 12600 | 15.21961 | -15.55539 | LINGUERE | TRUE | Bi-Monthly | PM_Dahra | Mixte_Dahra | Papa Ahmadou Mactar Seye |  | Cheick Thiam |  | Bab Khory Ngom | Mame Bourama Diatta | Région | FALSE | [12 empty] | Senelec | RUT956 | Online | FALSE | TRUE | Greenfield | Outdoor | Guyed Mast | 60 | 11 | FALSE | 1 | Free | 0 | 30019744 |  |  |  |  | Delta Rev10 | 4 | module1: DPR 2900B-48; module2: DPR 2900B-48; module3: DPR 2900B-48; module4: DPR 2900B-48 | 11600 | Lithium | Leoch 48V-TB | 48V | 100Ah | 600Ah | 4 | 19 | Bonne | FALSE | [10 empty] | TRUE | Conforme
SNLG0746 | DL2989 | DL_KADE_BOLODJI | Silver | 3:30 | 12600 | 14.96936 | -15.78371 | LINGUERE | TRUE | Bi-Monthly | PM_Dahra | Mixte_Dahra | Papa Ahmadou Mactar Seye |  | Cheick Thiam |  | Bab Khory Ngom | Mame Bourama Diatta | Région | FALSE | [12 empty] | Comasel | RUT956 | Offline | FALSE | TRUE | Greenfield | Outdoor | Self Support Tower | 35 | 0 | FALSE | 1 | Free | 0 | 14384723210 |  |  |  |  | Delta Rev10 | 4 | module1: DPR 2900B-48; module2: DPR 2900B-48; module3: DPR 2900B-48; module4: DPR 2900B-48 | 11600 | OpZs(Acide) | Classic | 2V | 1080Ah | 1080Ah | 24 | 18 | Bonne | FALSE | [10 empty] | TRUE | Conforme
SNLG0899 | DL2990 | DL_DIWANE | Silver | 2:45 | 9900 | 14.97779 | -16.12885 | LOUGA | TRUE | Bi-Monthly | PM_Darou_Mousty | Mixte_Darou_Mousty | Saidou Ba |  | Talibouya Fall |  | Bab Khory Ngom | Mame Bourama Diatta | Région | FALSE | [12 empty] | Senelec | RUT956 | Online | FALSE | TRUE | Greenfield | Outdoor | Self Support Tower | 45 | 0 | FALSE | 1 | Free | 0 | 35017376 |  |  |  |  | Delta Rev12 | 4 | module1: DPR 3000B-48; module2: DPR 3000B-48; module3: DPR 3000B-48; module4: DPR 3000B-48 | 12000 | OpZs(Acide) | Classic | 2V | 1080Ah | 1080Ah | 24 | 21 | Bonne | FALSE | [10 empty] | TRUE | Conforme
SNLG1078 | DL2991 | DL_DAROUMOUSTY_WARE | Silver | 2:45 | 9900 | 15.040216 | -16.0569782 | LOUGA | TRUE | Bi-Monthly | PM_Darou_Mousty | Mixte_Darou_Mousty | Saidou Ba |  | Talibouya Fall |  | Bab Khory Ngom | Mame Bourama Diatta | Région | FALSE | [12 empty] | Senelec | Pas de RMS | Pas de RMS | FALSE | TRUE | Rooftop | Outdoor | Self Support Tower | 12 | 0 | FALSE | 1 | Free | 0 | 35004013 |  |  |  |  | Delta Rev12 | 4 | module1: DPR 3000B-48; module2: DPR 3000B-48; module3: DPR 3000B-48; module4: DPR 3000B-48 | 12000 | OpZs(Acide) | Classic | 2V | 1080Ah | 1080Ah | 24 | 23 | Bonne | FALSE | [10 empty] | TRUE | Conforme
SNLG0307 | DL2992 | DL_DAROUMOUSTY_DIAM | Silver | 2:45 | 9900 | 15.0347552 | -16.0472136 | LOUGA | TRUE | Bi-Monthly | PM_Darou_Mousty | Mixte_Darou_Mousty | Saidou Ba |  | Talibouya Fall |  | Bab Khory Ngom | Mame Bourama Diatta | Région | FALSE | [12 empty] | Senelec | RUT956 | Online | FALSE | TRUE | Rooftop | Outdoor | Self Support Tower | 12 | 0 | FALSE | 1 | Free | 0 | 30014597 |  |  |  |  | Delta Rev12 | 4 | module1: DPR 3000B-48; module2: DPR 3000B-48; module3: DPR 3000B-48; module4: DPR 3000B-48 | 12000 | OpZs(Acide) | Classic | 2V | 1080Ah | 1080Ah | 24 | 36 | Bonne | FALSE | [10 empty] | TRUE | Conforme
SNLG0900 | DL2994 | DL_DAROUMOUSTY_PONT | Silver | 2:45 | 9900 | 15.0519852 | -16.0472126 | LOUGA | TRUE | Bi-Monthly | PM_Darou_Mousty | Mixte_Darou_Mousty | Saidou Ba |  | Talibouya Fall |  | Bab Khory Ngom | Mame Bourama Diatta | Région | FALSE | [12 empty] | Senelec | Pas de RMS | Pas de RMS | FALSE | TRUE | Rooftop | Outdoor | Self Support Tower | 12 | 0 | FALSE | 1 | Free | 0 | 30021090 |  |  |  |  | Delta Rev12 | 4 | module1: DPR 3000B-48; module2: DPR 3000B-48; module3: DPR 3000B-48; module4: DPR 3000B-48 | 12000 | OpZs(Acide) | Classic | 2V | 1080Ah | 1080Ah | 24 | 25 | Bonne | FALSE | [10 empty] | TRUE | Conforme
SNLG0017 | DL2995 | DL_DAROU_MOUSTY_OUEST | Silver | 2:45 | 9900 | 15.042265 | -16.0646027 | LOUGA | TRUE | Bi-Monthly | PM_Darou_Mousty | Mixte_Darou_Mousty | Saidou Ba |  | Talibouya Fall |  | Bab Khory Ngom | Mame Bourama Diatta | Région | FALSE | [12 empty] | Senelec | RUT956 | Online | FALSE | TRUE | Greenfield | Outdoor | Self Support Tower | 35 | 0 | FALSE | 1 | Free | 0 | 35000280 |  |  |  |  | Enclosure 6130 | 4 | module1: MR 3000B-48; module2: MR 3000B-48; module3: MR 3000B-48; module4: MR 3000B-48; module9: 12000 | 12000 | OpZs(Acide) | Classic | 2V | 1080Ah | 1080Ah | 24 | 22 | Bonne | FALSE | [10 empty] | TRUE | Conforme
SNLG0940 | DL3053 | DL_DAROU_MOUSTY2 | Silver | 2:45 | 9900 | 15.0428 | -16.0469 | LOUGA | TRUE | Bi-Monthly | PM_Darou_Mousty | Mixte_Darou_Mousty | Saidou Ba |  | Talibouya Fall |  | Bab Khory Ngom | Mame Bourama Diatta | Région | FALSE | [12 empty] | Senelec | RUT955 | Online | FALSE | TRUE | Greenfield | Outdoor | Self Support Tower | 35 | 2 | FALSE | 1 | Free | 0 | 35005053 |  |  |  |  | Delta Rev10 | 5 | module1: DPR 2900B-48; module2: DPR 2900B-48; module3: DPR 2900B-48; module4: DPR 2900B-48; module5: DPR 2900B-48 | 14500 | OpZs(Acide) | Classic | 2V | 1080Ah | 1080Ah | 24 | 27 | Bonne | FALSE | [10 empty] | TRUE | Conforme
SNLG0955 | DL3117 | DL_DEALY | Silver | 3:30 | 12600 | 15.04987 | -15.71741 | LINGUERE | TRUE | Bi-Monthly | PM_Dahra | Mixte_Dahra | Papa Ahmadou Mactar Seye |  | Cheick Thiam |  | Bab Khory Ngom | Mame Bourama Diatta | Région | FALSE | [12 empty] | Senelec | Pas de RMS | Pas de RMS | FALSE | TRUE | Greenfield | Outdoor | Self Support Tower | 45 | 0 | FALSE | 1 | Free | 0 | 35013492 |  |  |  |  | RBS 6101 | 4 | module1: PSU AC01 - 1800; module2: PSU AC01 - 1800; module3: PSU AC03 - 2500; module4: PSU AC03 - 2500 | 8600 | OpZs(Acide) | Classic | 2V | 1080Ah | 1080Ah | 24 | 20 | Bonne | FALSE | [10 empty] | TRUE | Conforme
SNLG1450 | DL3320 | DL_ROUTE_DE_DAROU_RAHMANE | Silver | 2:45 | 9900 | 14.99253703 | -15.99128025 | LOUGA | TRUE | Bi-Monthly | PM_Darou_Mousty | Mixte_Darou_Mousty | Saidou Ba |  | Talibouya Fall |  | Bab Khory Ngom | Mame Bourama Diatta | Région | FALSE | [12 empty] | Senelec | RUT955 | Online | FALSE | TRUE | Greenfield | Outdoor | Self Support Tower | 42 | 0 | FALSE | 1 | Free | 0 | 35007224 |  |  |  |  | Delta Rev10 | 6 | DPR 2900B-48 | DPR 2900B-48 | DPR 2900B-48 | DPR 2900B-48 | DPR 2900B-48 | DPR 2900B-48 |  |  |  | 17400 | Lithium | Leoch 48V-TB | 48V | 100Ah | 400Ah | 4 | 23 | Bonne | FALSE | [10 empty] | TRUE | Conforme
SNLG0338 | LG2508 | LG_POTOU | Silver | 2:45 | 9900 | 15.72239 | -16.52378 | LOUGA | TRUE | Bi-Monthly | PM_LG&Tiv | CM_Louga | Ibrahima Ndiaye | Ousmane Beye | Ibrahima Dieye | Ibrahima Thiam | Bab Khory Ngom | Mame Bourama Diatta | Région | FALSE | [12 empty] | Senelec | RUT956 | Online | FALSE | TRUE | Greenfield | Outdoor | Guyed Mast | 32 | 0 | FALSE | 1 | Free | 0 | 30030090 |  |  |  |  | Enclosure 6130 | 3 | module1: MR 3000B-48; module2: MR 3000B-48; module3: MR 3000B-48; module9: 9000 | 9000 | OpZs(Acide) | Classic | 2V | 1080Ah | 1080Ah | 24 | 51 | Bonne | FALSE | [10 empty] | TRUE | Conforme
SNLG0339 | LG2510 | LG_MBEDIENNE | Silver | 2:45 | 9900 | 15.51119 | -16.20247 | LOUGA | TRUE | Bi-Monthly | PM_LG&Tiv | CM_Louga | Ibrahima Ndiaye | Ousmane Beye | Ibrahima Dieye | Ibrahima Thiam | Bab Khory Ngom | Mame Bourama Diatta | Région | FALSE | [12 empty] | Solaire - Senelec | RUT956 | Online | FALSE | TRUE | Greenfield | Outdoor | Guyed Mast | 32 | 9 | FALSE | 1 | Free | 0 | 30028757 |  |  |  |  | Delta Rev12 | 4 | module1: DPR 3000B-48; module2: DPR 3000B-48; module3: DPR 3000B-48; module4: DPR 3000B-48 | 12000 | Lithium | Leoch 48V-TB | 48V | 100Ah | 600Ah | 6 | 42 | Bonne | FALSE | [10 empty] | TRUE | Conforme
SNLG0626 | LG2511 | LG_NDIAGNE | Silver | 2:45 | 9900 | 15.41694 | -16.07891 | LOUGA | TRUE | Bi-Monthly | PM_Darou_Mousty | CM_Louga | Saidou Ba |  | Ibrahima Dieye |  | Bab Khory Ngom | Mame Bourama Diatta | Région | FALSE | [12 empty] | Solaire - Senelec | RUT956 | Online | FALSE | TRUE | Greenfield | Outdoor | Guyed Mast | 60 | 7 | FALSE | 1 | Free | 0 | 30018861 |  |  |  |  | Delta Rev12 | 3 | module1: DPR 3000B-48; module2: DPR 3000B-48; module3: DPR 3000B-48 | 9000 | Lithium | Leoch 48V-TB | 48V | 100Ah | 400Ah | 4 | 47 | Bonne | FALSE | [10 empty] | TRUE | Conforme
SNLG0946 | LG2512 | LG_THIOLOM_FALL | Silver | 2:45 | 9900 | 15.34814 | -16.31842 | LOUGA | TRUE | Bi-Monthly | PM_Darou_Mousty | CM_Tivaouane | Saidou Ba |  | El Hadj Mbar Faye |  | Bab Khory Ngom | Mame Bourama Diatta | Région | FALSE | [12 empty] | Senelec | Pas de RMS | Pas de RMS | FALSE | TRUE | Greenfield | Outdoor | Guyed Mast | 42 | 0 | FALSE | 1 | Free | 0 | 30048819 |  |  |  |  | Enclosure 6130 | 3 | module1: MR 3000B-48; module2: MR 3000B-48; module3: MR 3000B-48; module9: 9000 | 9000 | Lithium | Leoch 48V-TB | 48V | 100Ah | 400Ah | 4 | 40 | Bonne | FALSE | [10 empty] | TRUE | Conforme
SNLG0774 | LG2513 | LG_NDANDE | Silver | 2:45 | 9900 | 15.27647 | -16.51778 | LOUGA | TRUE | Bi-Monthly | PM_Darou_Mousty | CM_Tivaouane | Saidou Ba |  | El Hadj Mbar Faye |  | Bab Khory Ngom | Mame Bourama Diatta | Région | FALSE | [12 empty] | Senelec | Pas de RMS | Pas de RMS | FALSE | TRUE | Greenfield | Indoor | Guyed Mast | 33 | 0 | FALSE | 1 | Free | 0 | 30029744 |  |  |  |  | Enclosure 6130 | 4 | module1: MR 3000B-48; module2: MR 3000B-48; module3: MR 3000B-48; module4: MR 3000B-48; module9: 12000 | 12000 | Lithium | Leoch 48V-TB | 48V | 100Ah | 400Ah | 4 | 18 | A changer | FALSE | [10 empty] | TRUE | Conforme
SNLG0627 | LG2514 | LG_SAGATTA | Silver | 2:45 | 9900 | 15.27731 | -16.17539 | LOUGA | TRUE | Bi-Monthly | PM_Darou_Mousty | Mixte_Darou_Mousty | Saidou Ba |  | Talibouya Fall |  | Bab Khory Ngom | Mame Bourama Diatta | Région | FALSE | [12 empty] | Senelec | RUT956 | Online | FALSE | TRUE | Greenfield | Outdoor | Guyed Mast | 32 | 2 | FALSE | 1 | Free | 0 | 30034122 |  |  |  |  | Delta Rev12 | 4 | module1: DPR 3000B-48; module2: DPR 3000B-48; module3: DPR 3000B-48; module4: DPR 3000B-48 | 12000 | Lithium | Leoch 48V-TB | 48V | 100Ah | 400Ah | 4 | 24 | Bonne | FALSE | [10 empty] | TRUE | Conforme
SNLG0775 | LG2516 | LG_DIOKOUL | Silver | 2:45 | 9900 | 15.39605 | -16.5831 | LOUGA | TRUE | Bi-Monthly | PM_Darou_Mousty | CM_Tivaouane | Saidou Ba |  | El Hadj Mbar Faye |  | Bab Khory Ngom | Mame Bourama Diatta | Région | FALSE | [12 empty] | Senelec | Pas de RMS | Pas de RMS | FALSE | TRUE | Greenfield | Outdoor | Guyed Mast | 32 | 2 | FALSE | 1 | Free | 0 | 36002886 |  |  |  |  | Enclosure 6130 | 4 | module1: MR 3000B-48; module2: MR 3000B-48; module3: MR 3000B-48; module4: MR 3000B-48; module9: 12000 | 12000 | Lithium | Leoch 48V-TB | 48V | 100Ah | 400Ah | 4 | 24 | Bonne | FALSE | [10 empty] | TRUE | Conforme
SNLG0628 | LG2518 | LG_NGUER_MALAL | Silver | 2:45 | 9900 | 15.74253 | -16.00408 | LOUGA | TRUE | Bi-Monthly | PM_LG&Tiv | CM_Louga | Ibrahima Ndiaye | Ousmane Beye | Ibrahima Dieye | Ibrahima Thiam | Bab Khory Ngom | Mame Bourama Diatta | Région | FALSE | [12 empty] | Senelec | RUT956 | Offline | FALSE | TRUE | Greenfield | Outdoor | Guyed Mast | 45 | 4 | FALSE | 1 | Free | 0 | 30029980 | Porte Fusible | F - 22x58 | 63 |  | Delta Rev10 | 4 | module1: DPR 2900B-48; module2: DPR 2900B-48; module3: DPR 2900B-48; module4: DPR 2900B-48 | 11600 | Lithium | Leoch 48V-TB | 48V | 100Ah | 400Ah | 4 | 42 | Bonne | FALSE | [10 empty] | TRUE | Non Conforme
SNLG0629 | LG2519 | LG_COKI | Silver | 2:45 | 9900 | 15.50853 | -15.99025 | LOUGA | TRUE | Bi-Monthly | PM_Dahra | CM_Louga | Papa Ahmadou Mactar Seye |  | Ibrahima Dieye |  | Bab Khory Ngom | Mame Bourama Diatta | Région | FALSE | [12 empty] | Senelec | RUT956 | Online | FALSE | TRUE | Greenfield | Outdoor | Guyed Mast | 45 | 2 | FALSE | 1 | Free | 0 | 30028991 |  |  |  |  | Enclosure 6130 | 4 | module1: MR 3000B-48; module2: MR 3000B-48; module3: MR 3000B-48; module4: MR 3000B-48; module9: 12000 | 12000 | OpZV(Sans entretien) | Sonnenchein | 2V | 2600Ah | 2600Ah | 24 | 17 | Bonne | FALSE | [10 empty] | TRUE | Conforme
SNLG0776 | LG2521 | LG_LOUGA3 | Silver | 2:45 | 9900 | 15.62031 | -16.21886 | LOUGA | TRUE | Bi-Monthly | PM_LG&Tiv | CM_Louga | Ibrahima Ndiaye | Ousmane Beye | Ibrahima Dieye | Ibrahima Thiam | Bab Khory Ngom | Mame Bourama Diatta | Région | FALSE | [12 empty] | Senelec | RUT956 | Online | FALSE | TRUE | Rooftop | Outdoor | Self Support Tower | 6 | 0 | FALSE | 1 | Free | 0 | 30026956 |  |  |  |  | Delta Rev12 | 3 | module1: DPR 3000B-48; module2: DPR 3000B-48; module3: DPR 3000B-48 | 9000 | OpZs(Acide) | Classic | 2V | 1080Ah | 1080Ah | 24 | 48 | Bonne | FALSE | [10 empty] | TRUE | Conforme
SNLG0201 | LG2523 | LG_LOUGA6 | Silver | 2:45 | 9900 | 15.63122 | -16.22036 | LOUGA | TRUE | Bi-Monthly | PM_LG&Tiv | CM_Louga | Ibrahima Ndiaye | Ousmane Beye | Ibrahima Dieye | Ibrahima Thiam | Bab Khory Ngom | Mame Bourama Diatta | Région | FALSE | [12 empty] | Senelec | Pas de RMS | Pas de RMS | FALSE | TRUE | Rooftop | Outdoor | Self Support Tower | 9 | 0 | FALSE | 1 | Free | 0 | 30022435 |  |  |  |  | RBS 6101 | 3 | module1: PSU AC03 - 2500; module2: PSU AC03 - 2500; module3: PSU AC03 - 2500 | 7500 | OpZs(Acide) | Classic | 2V | 1080Ah | 1080Ah | 24 | 29 | Bonne | FALSE | [10 empty] | TRUE | Conforme
SNLG0777 | LG2525 | LG_BARKEDJI | Silver | 3:30 | 12600 | 15.2725 | -14.86384 | LINGUERE | TRUE | Bi-Monthly | PM_Dahra | Mixte_Dahra | Papa Ahmadou Mactar Seye |  | Cheick Thiam |  | Bab Khory Ngom | Mame Bourama Diatta | Région | FALSE | [12 empty] | Senelec | RUT956 | Offline | FALSE | TRUE | Greenfield | Outdoor | Guyed Mast | 60 | 4 | FALSE | 1 | Free | 0 | 3003919 |  |  |  |  | Delta Rev10 | 4 | module1: DPR 2900B-48; module2: DPR 2900B-48; module3: DPR 2900B-48; module4: DPR 2900B-48 | 11600 | Lithium | Leoch 48V-TB | 48V | 100Ah | 300Ah | 3 | 16 | Bonne | FALSE | [10 empty] | TRUE | Conforme
SNTH0630 | LG2526 | LG_LOMPOUL | Silver | 2:45 | 9900 | 15.42237 | -16.70577 | LOUGA | TRUE | Bi-Monthly | PM_Darou_Mousty | CM_Tivaouane | Saidou Ba |  | El Hadj Mbar Faye |  | Bab Khory Ngom | Mame Bourama Diatta | Région | FALSE | [12 empty] | Senelec | RUT956 | Offline | FALSE | TRUE | Greenfield | Outdoor | Guyed Mast | 60 | 0 | FALSE | 1 | Free | 0 | 36002443 |  |  |  |  | Delta Rev12 | 3 | module1: DPR 3000B-48; module2: DPR 3000B-48; module3: DPR 3000B-48 | 9000 | Lithium | Leoch 48V-TB | 48V | 100Ah | 400Ah | 4 | 66 | Bonne | FALSE | [10 empty] | TRUE | Conforme
SNLG0481 | LG2529 | LG_LOUGA9 | Silver | 2:45 | 9900 | 15.63328 | -16.239 | LOUGA | TRUE | Bi-Monthly | PM_LG&Tiv | CM_Louga | Ibrahima Ndiaye | Ousmane Beye | Ibrahima Dieye | Ibrahima Thiam | Bab Khory Ngom | Mame Bourama Diatta | Région | FALSE | [12 empty] | Senelec | Pas de RMS | Pas de RMS | FALSE | TRUE | Greenfield | Outdoor | Self Support Tower | 18 | 0 | FALSE | 1 | Free | 0 | 30033838 |  |  |  |  | Delta Rev12 | 3 | module1: DPR 3000B-48; module2: DPR 3000B-48; module3: DPR 3000B-48 | 9000 | OpZs(Acide) | Classic | 2V | 1080Ah | 1080Ah | 24 | 47 | Bonne | FALSE | [10 empty] | TRUE | Conforme
SNLG0778 | LG2530 | LG_KEL_GUEYE | Silver | 2:45 | 9900 | 15.56111 | -16.28875 | LOUGA | TRUE | Bi-Monthly | PM_LG&Tiv | CM_Louga | Ibrahima Ndiaye | Ousmane Beye | Ibrahima Dieye | Ibrahima Thiam | Bab Khory Ngom | Mame Bourama Diatta | Région | FALSE | [12 empty] | Senelec | Pas de RMS | Pas de RMS | FALSE | TRUE | Greenfield | Outdoor | Self Support Tower | 60 | 0 | FALSE | 1 | Free | 0 | 30031431 |  |  |  |  | Enclosure 6130 | 4 | module1: MR 3000B-48; module2: MR 3000B-48; module3: MR 3000B-48; module4: MR 3000B-48; module9: 12000 | 12000 | Lithium | Leoch 48V-TB | 48V | 100Ah | 600Ah | 6 | 43 | Bonne | FALSE | [10 empty] | TRUE | Conforme
SNLG1121 | LG2531 | LG_DODJI | Silver | 3:30 | 12600 | 15.53305 | -14.94972 | LINGUERE | TRUE | Bi-Monthly | PM_Dahra | Mixte_Dahra | Papa Ahmadou Mactar Seye |  | Cheick Thiam |  | Bab Khory Ngom | Mame Bourama Diatta | Région | FALSE | [12 empty] | Senelec | RUT956 | Online | FALSE | TRUE | Greenfield | Outdoor | Guyed Mast | 60 | 1 | FALSE | 1 | Free | 0 | 30019851 |  |  |  |  | Delta Rev10 | 4 | module1: DPR 2900B-48; module2: DPR 2900B-48; module3: DPR 2900B-48; module4: DPR 2900B-48 | 11600 | OpZs(Acide) | Classic | 2V | 1080Ah | 1080Ah | 24 | 19 | Bonne | FALSE | [10 empty] | TRUE | Conforme
SNLG0482 | LG2532 | LG_LEONA | Silver | 2:45 | 9900 | 15.71814 | -16.45944 | LOUGA | TRUE | Bi-Monthly | PM_LG&Tiv | CM_Louga | Ibrahima Ndiaye | Ousmane Beye | Ibrahima Dieye | Ibrahima Thiam | Bab Khory Ngom | Mame Bourama Diatta | Région | FALSE | [12 empty] | Senelec | RUT956 | Online | FALSE | TRUE | Greenfield | Outdoor | Guyed Mast | 60 | 1 | FALSE | 1 | Free | 0 | 35005016 |  |  |  |  | Delta Rev12 | 3 | module1: DPR 3000B-48; module2: DPR 3000B-48; module3: DPR 3000B-48 | 9000 | Lithium | Leoch 48V-TB | 48V | 100Ah | 400Ah | 4 | 57 | Bonne | FALSE | [10 empty] | TRUE | Conforme
SNLG0211 | LG2534 | LG_PETE_OUARACK | Silver | 3:30 | 12600 | 15.63933 | -15.99228 | LOUGA | TRUE | Bi-Monthly | PM_LG&Tiv | CM_Louga | Ibrahima Ndiaye | Ousmane Beye | Ibrahima Dieye | Ibrahima Thiam | Bab Khory Ngom | Mame Bourama Diatta | Région | FALSE | [12 empty] | Senelec | Pas de RMS | Pas de RMS | FALSE | TRUE | Greenfield | Outdoor | Guyed Mast | 60 | 0 | FALSE | 1 | Free | 0 | 30015167 |  |  |  |  | Enclosure 6130 | 3 | module1: MR 3000B-48; module2: MR 3000B-48; module3: MR 3000B-48; module9: 9000 | 9000 | Lithium | Leoch 48V-TB | 48V | 100Ah | 600Ah | 6 | 33 | Bonne | FALSE | [10 empty] | TRUE | Conforme
SNLG0212 | LG2535 | LG_THIEPP | Silver | 3:30 | 12600 | 15.53331 | -16.53331 | LOUGA | TRUE | Bi-Monthly | PM_LG&Tiv | CM_Louga | Ibrahima Ndiaye | Ousmane Beye | Ibrahima Dieye | Ibrahima Thiam | Bab Khory Ngom | Mame Bourama Diatta | Région | FALSE | [12 empty] | Senelec | Pas de RMS | Pas de RMS | FALSE | TRUE | Greenfield | Outdoor | Guyed Mast | 60 | 0 | FALSE | 1 | Free | 0 | 30026634 |  |  |  |  | Enclosure 6130 | 4 | module1: MR 3000B-48; module2: MR 3000B-48; module3: MR 3000B-48; module4: MR 3000B-48; module9: 12000 | 12000 | OpZs(Acide) | Classic | 2V | 1080Ah | 1080Ah | 24 | 127 | Bonne | FALSE | [10 empty] | TRUE | Conforme
SNLG0213 | LG2536 | LG_BAITY | Silver | 2:45 | 9900 | 15.67581 | -16.36819 | LOUGA | TRUE | Bi-Monthly | PM_LG&Tiv | CM_Louga | Ibrahima Ndiaye | Ousmane Beye | Ibrahima Dieye | Ibrahima Thiam | Bab Khory Ngom | Mame Bourama Diatta | Région | FALSE | [12 empty] | Senelec | RUT955 | Online | FALSE | TRUE | Greenfield | Outdoor | Self Support Tower | 45 | 2 | FALSE | 1 | Free | 0 | 95000529 | Porte Fusible | F - 22x58 | 63 | 63 | Delta Rev12 | 3 | module1: DPR 3000B-48; module2: DPR 3000B-48; module3: DPR 3000B-48 | 9000 | Lithium | Leoch 48V-TB | 48V | 100Ah | 400Ah | 4 | 46 | Bonne | FALSE | [10 empty] | TRUE | Conforme
SNLG0640 | LG2539 | LG_HLM_LOUGA | Silver | 2:45 | 9900 | 15.60925 | -16.21803 | LOUGA | TRUE | Bi-Monthly | PM_LG&Tiv | CM_Louga | Ibrahima Ndiaye | Ousmane Beye | Ibrahima Dieye | Ibrahima Thiam | Bab Khory Ngom | Mame Bourama Diatta | Région | FALSE | [12 empty] | Senelec | RUT956 | Online | FALSE | TRUE | Rooftop | Outdoor | Self Support Tower | 12 | 1 | FALSE | 1 | Free | 0 | 30031425 |  |  |  |  | Delta Rev12 | 3 | module1: DPR 3000B-48; module2: DPR 3000B-48; module3: DPR 3000B-48 | 9000 | OpZs(Acide) | Classic | 2V | 1080Ah | 1080Ah | 24 | 41 | Bonne | FALSE | [10 empty] | TRUE | Conforme
SNLG1151 | LG2582 | LG_DIERLERLOU | Silver | 2:45 | 9900 | 15.6597357 | -16.2411521 | LOUGA | TRUE | Bi-Monthly | PM_LG&Tiv | CM_Louga | Ibrahima Ndiaye | Ousmane Beye | Ibrahima Dieye | Ibrahima Thiam | Bab Khory Ngom | Mame Bourama Diatta | Région | FALSE | [12 empty] | Senelec | RUT956 | Online | FALSE | TRUE | Rooftop | Outdoor | Self Support Tower | 12 | 0 | FALSE | 1 | Free | 0 | 30022258 |  |  |  |  | Enclosure 6130 | 4 | module1: MR 3000B-48; module2: MR 3000B-48; module3: MR 3000B-48; module4: MR 3000B-48; module9: 12000 | 12000 | OpZs(Acide) | Classic | 2V | 1080Ah | 1080Ah | 24 | 43 | Bonne | FALSE | [10 empty] | TRUE | Conforme
SNLG0988 | LG2583 | LG_NGEUNE_SARR | Silver | 2:45 | 9900 | 15.64752 | -16.3051 | LOUGA | TRUE | Bi-Monthly | PM_LG&Tiv | CM_Louga | Ibrahima Ndiaye | Ousmane Beye | Ibrahima Dieye | Ibrahima Thiam | Bab Khory Ngom | Mame Bourama Diatta | Région | FALSE | [12 empty] | Comasel | Pas de RMS | Pas de RMS | FALSE | TRUE | Greenfield | Outdoor | Self Support Tower | 35 | 0 | FALSE | 1 | Free | 0 | 14461706567 |  |  |  |  | Enclosure 6130 | 4 | module1: MR 3000B-48; module2: MR 3000B-48; module3: MR 3000B-48; module4: MR 3000B-48; module9: 12000 | 12000 | OpZs(Acide) | Classic | 2V | 1080Ah | 1080Ah | 24 | 36 | Bonne | FALSE | [10 empty] | TRUE | Conforme
SNLG0235 | LG2586 | LG_CITE_WATTEL | Silver | 2:45 | 9900 | 15.6130345 | -16.2100022 | LOUGA | TRUE | Bi-Monthly | PM_LG&Tiv | CM_Louga | Ibrahima Ndiaye | Ousmane Beye | Ibrahima Dieye | Ibrahima Thiam | Bab Khory Ngom | Mame Bourama Diatta | Région | FALSE | [12 empty] | Senelec | Pas de RMS | Pas de RMS | FALSE | TRUE | Rooftop | Outdoor | Self Support Tower | 12 | 0 | FALSE | 1 | Free | 0 | 30014194 |  |  |  |  | Delta Rev12 | 4 | module1: DPR 3000B-48; module2: DPR 3000B-48; module3: DPR 3000B-48; module4: DPR 3000B-48 | 12000 | OpZs(Acide) | Classic | 2V | 1080Ah | 1080Ah | 24 | 40 | Bonne | FALSE | [10 empty] | TRUE | Conforme
SNLG0323 | LG2587 | LG_DAGATHIE | Silver | 2:45 | 9900 | 15.62463 | -16.25001 | LOUGA | TRUE | Bi-Monthly | PM_LG&Tiv | CM_Louga | Ibrahima Ndiaye | Ousmane Beye | Ibrahima Dieye | Ibrahima Thiam | Bab Khory Ngom | Mame Bourama Diatta | Région | FALSE | [12 empty] | Senelec | Pas de RMS | Pas de RMS | FALSE | TRUE | Rooftop | Outdoor | Self Support Tower | 12 | 0 | FALSE | 1 | Free | 0 | 35007226 |  |  |  |  | Enclosure 6130 | 4 | module1: MR 3000B-48; module2: MR 3000B-48; module3: MR 3000B-48; module4: MR 3000B-48; module9: 12000 | 12000 | OpZs(Acide) | Classic | 2V | 1080Ah | 1080Ah | 24 | 26 | Bonne | FALSE | [10 empty] | TRUE | Conforme
SNLG0828 | LG2591 | LG_LAGBAR | Silver | 3:30 | 12600 | 15.833933 | -14.807933 | LINGUERE | TRUE | Bi-Monthly | PM_Dahra | Mixte_Dahra | Papa Ahmadou Mactar Seye |  | Cheick Thiam |  | Bab Khory Ngom | Mame Bourama Diatta | Région | FALSE | [12 empty] | Comasel | RUT956 | Online | FALSE | TRUE | Greenfield | Outdoor | Self Support Tower | 60 | 0 | FALSE | 1 | Free | 0 | 0193200510769 |  |  |  |  | Delta Rev12 | 3 | module1: DPR 3000B-48; module2: DPR 3000B-48; module3: DPR 3000B-48 | 9000 | OpZV(Sans entretien) | Narada | 2V | 1000Ah | 1000Ah | 24 | 13 | Bonne | FALSE | [10 empty] | TRUE | Conforme
SNLG1083 | LG2592 | LG_SINTIOU_KANENE | Silver | 2:45 | 9900 | 15.36589 | -16.17408 | LOUGA | TRUE | Bi-Monthly | PM_Darou_Mousty | Mixte_Darou_Mousty | Saidou Ba |  | Talibouya Fall |  | Bab Khory Ngom | Mame Bourama Diatta | Région | FALSE | [12 empty] | Senelec | Pas de RMS | Pas de RMS | FALSE | TRUE | Greenfield | Outdoor | Self Support Tower | 45 | 0 | FALSE | 1 | Free | 0 | 35010697 |  |  |  |  | Enclosure 6130 | 4 | module1: MR 3000B-48; module2: MR 3000B-48; module3: MR 3000B-48; module4: MR 3000B-48; module9: 12000 | 12000 | OpZs(Acide) | Classic | 2V | 1080Ah | 1080Ah | 24 | 27 | Bonne | FALSE | [10 empty] | TRUE | Conforme
SNLG0180 | LG2594 | LG_ROYE_DIEYE | Silver | 3:30 | 12600 | 15.78412 | -16.14714 | LOUGA | TRUE | Bi-Monthly | PM_LG&Tiv | CM_Louga | Ibrahima Ndiaye | Ousmane Beye | Ibrahima Dieye | Ibrahima Thiam | Bab Khory Ngom | Mame Bourama Diatta | Région | FALSE | [12 empty] | Comasel | Pas de RMS | Pas de RMS | FALSE | TRUE | Greenfield | Outdoor | Self Support Tower | 45 | 0 | FALSE | 1 | Free | 0 | 14384723202 |  |  |  |  | Enclosure 6130 | 4 | module1: MR 3000B-48; module2: MR 3000B-48; module3: MR 3000B-48; module4: MR 3000B-48; module9: 12000 | 12000 | OpZs(Acide) | Classic | 2V | 1080Ah | 1080Ah | 24 | 29 | Bonne | FALSE | [10 empty] | TRUE | Conforme
SNLG0752 | LG2596 | LG_DAROU_DIOP | Silver | 3:30 | 12600 | 15.47661 | -16.47388 | LOUGA | TRUE | Bi-Monthly | PM_Darou_Mousty | CM_Louga | Saidou Ba |  | Ibrahima Dieye |  | Bab Khory Ngom | Mame Bourama Diatta | Région | FALSE | [12 empty] | Comasel | Pas de RMS | Pas de RMS | FALSE | TRUE | Greenfield | Outdoor | Self Support Tower | 45 | 1 | FALSE | 1 | Free | 0 | 14384723186 |  |  |  |  | Enclosure 6130 | 3 | module1: MR 3000B-48; module2: MR 3000B-48; module3: MR 3000B-48; module9: 9000 | 9000 | OpZs(Acide) | Eternity | 2V | 1070Ah | 1070Ah | 24 | 25 | Bonne | FALSE | [10 empty] | TRUE | Conforme
SNLG0641 | LG2600 | LG_NDIEYE_NIANG | Silver | 2:45 | 9900 | 15.71411 | -16.27297 | LOUGA | TRUE | Bi-Monthly | PM_LG&Tiv | CM_Louga | Ibrahima Ndiaye | Ousmane Beye | Ibrahima Dieye | Ibrahima Thiam | Bab Khory Ngom | Mame Bourama Diatta | Région | FALSE | [12 empty] | Senelec | RUT956 | Online | FALSE | TRUE | Greenfield | Outdoor | Guyed Mast | 60 | 1 | FALSE | 1 | Free | 0 | 36003902 |  |  |  |  | Delta Rev12 | 3 | module1: DPR 3000B-48; module2: DPR 3000B-48; module3: DPR 3000B-48 | 9000 | OpZs(Acide) | Classic | 2V | 1080Ah | 1080Ah | 24 | 36 | Bonne | FALSE | [10 empty] | TRUE | Conforme
SNLG0478 | LG2601 | LG_LOUGA_BIS | Silver | 2:45 | 9900 | 15.623523 | -16.225712 | LOUGA | TRUE | Bi-Monthly | PM_LG&Tiv | CM_Louga | Ibrahima Ndiaye | Ousmane Beye | Ibrahima Dieye | Ibrahima Thiam | Bab Khory Ngom | Mame Bourama Diatta | Région | FALSE | [12 empty] | Senelec | RUT956 | Online | FALSE | TRUE | Rooftop | Outdoor | Self Support Tower | 12 | 0 | FALSE | 1 | Free | 0 | 35007443 |  |  |  |  | Delta Rev12 | 3 | module1: DPR 3000B-48; module2: DPR 3000B-48; module3: DPR 3000B-48 | 9000 | OpZs(Acide) | Classic | 2V | 1080Ah | 1080Ah | 24 | 49 | Bonne | FALSE | [10 empty] | TRUE | Conforme
SNLG0791 | LG2602 | LG_HLM_LOUGA_BIS | Silver | 2:45 | 9900 | 15.6151 | -16.2214 | LOUGA | TRUE | Bi-Monthly | PM_LG&Tiv | CM_Louga | Ibrahima Ndiaye | Ousmane Beye | Ibrahima Dieye | Ibrahima Thiam | Bab Khory Ngom | Mame Bourama Diatta | Région | FALSE | [12 empty] | Senelec | RUT956 | Online | FALSE | TRUE | Rooftop | Outdoor | Self Support Tower | 12 | 0 | FALSE | 1 | Free | 0 | 35006620 |  |  |  |  | Delta Rev12 | 3 | module1: DPR 3000B-48; module2: DPR 3000B-48; module3: DPR 3000B-48 | 9000 | OpZs(Acide) | Classic | 2V | 1080Ah | 1080Ah | 24 | 56 | Bonne | FALSE | [10 empty] | TRUE | Conforme
SNLG0067 | LG2603 | LG_DAHRA_BIS | Silver | 3:30 | 12600 | 15.3494 | -15.4851 | LINGUERE | TRUE | Bi-Monthly | PM_Dahra | Mixte_Dahra | Papa Ahmadou Mactar Seye |  | Cheick Thiam |  | Bab Khory Ngom | Mame Bourama Diatta | Région | FALSE | [12 empty] | Senelec | RUT956 | Online | FALSE | TRUE | Greenfield | Outdoor | Self Support Tower | 45 | 1 | FALSE | 1 | Free | 0 | 35020699 |  |  |  |  | Enclosure 6130 | 4 | module1: MR 3000B-48; module2: MR 3000B-48; module3: MR 3000B-48; module4: MR 3000B-48; module9: 12000 | 12000 | OpZs(Acide) | Classic | 2V | 1080Ah | 1080Ah | 24 | 20 | Bonne | FALSE | [10 empty] | TRUE | Conforme
SNLG0068 | LG2607 | LG_THIENGUE1 | Silver | 2:45 | 9900 | 15.6746 | -16.116 | LOUGA | TRUE | Bi-Monthly | PM_LG&Tiv | CM_Louga | Ibrahima Ndiaye | Ousmane Beye | Ibrahima Dieye | Ibrahima Thiam | Bab Khory Ngom | Mame Bourama Diatta | Région | FALSE | [12 empty] | Senelec | Pas de RMS | Pas de RMS | FALSE | TRUE | Greenfield | Outdoor | Self Support Tower | 35 | 1 | FALSE | 1 | Free | 0 | 35007288 |  |  |  |  | Enclosure 6130 | 4 | module1: MR 3000B-48; module2: MR 3000B-48; module3: MR 3000B-48; module4: MR 3000B-48; module9: 12000 | 12000 | OpZs(Acide) | Classic | 2V | 1080Ah | 1080Ah | 24 | 41 | Bonne | FALSE | [10 empty] | TRUE | Conforme
SNLG0491 | LG2608 | LG_LOUGA_SUD | Silver | 2:45 | 9900 | 15.6109 | -16.2261 | LOUGA | TRUE | Bi-Monthly | PM_LG&Tiv | CM_Louga | Ibrahima Ndiaye | Ousmane Beye | Ibrahima Dieye | Ibrahima Thiam | Bab Khory Ngom | Mame Bourama Diatta | Région | FALSE | [12 empty] | Senelec | RUT955 | Online | FALSE | TRUE | Greenfield | Outdoor | Self Support Tower | 25 | 0 | FALSE | 1 | Free | 0 | 30002279 |  |  |  |  | Delta Rev10 | 5 | module1: DPR 2900B-48; module2: DPR 2900B-48; module3: DPR 2900B-48; module4: DPR 2900B-48; module5: DPR 2900B-48 | 14500 | OpZs(Acide) | Classic | 2V | 1080Ah | 1080Ah | 24 | 78 | Bonne | FALSE | [10 empty] | TRUE | Non Conforme
SNLG0350 | LG2609 | LG_SANTHIABA | Silver | 2:45 | 9900 | 15.6221 | -16.2325 | LOUGA | TRUE | Bi-Monthly | PM_LG&Tiv | CM_Louga | Ibrahima Ndiaye | Ousmane Beye | Ibrahima Dieye | Ibrahima Thiam | Bab Khory Ngom | Mame Bourama Diatta | Région | FALSE | [12 empty] | Senelec | RUT956 | Online | FALSE | TRUE | Rooftop | Outdoor | Self Support Tower | 12 | 0 | FALSE | 1 | Free | 0 | 35016974 | BACO | Schneider ND 30-60 | 60 | 63 | Delta Rev12 | 4 | module1: DPR 3000B-48; module2: DPR 3000B-48; module3: DPR 3000B-48; module4: DPR 3000B-48 | 12000 | OpZs(Acide) | Classic | 2V | 1080Ah | 1080Ah | 24 | 42 | Bonne | FALSE | [10 empty] | TRUE | Conforme
SNLG0792 | LG2611 | LG_MONTAGNE_NORD | Silver | 2:45 | 9900 | 15.6283 | -16.2157 | LOUGA | TRUE | Bi-Monthly | PM_LG&Tiv | CM_Louga | Ibrahima Ndiaye | Ousmane Beye | Ibrahima Dieye | Ibrahima Thiam | Bab Khory Ngom | Mame Bourama Diatta | Région | FALSE | [12 empty] | Senelec | RUT956 | Online | FALSE | TRUE | Rooftop | Outdoor | Self Support Tower | 12 | 8 | FALSE | 1 | Free | 0 | 35012244 |  |  |  |  | RBS 6101 | 3 | module1: PSU AC03 - 2500; module2: PSU AC03 - 2500; module3: PSU AC03 - 2500 | 7500 | OpZs(Acide) | Classic | 2V | 1080Ah | 1080Ah | 24 | 42 | Bonne | FALSE | [10 empty] | TRUE | Conforme
SNLG0214 | LG2617 | LG_KEUR_SERIGNE_LOUGA | Silver | 2:45 | 9900 | 15.6185 | -16.2132 | LOUGA | TRUE | Bi-Monthly | PM_LG&Tiv | CM_Louga | Ibrahima Ndiaye | Ousmane Beye | Ibrahima Dieye | Ibrahima Thiam | Bab Khory Ngom | Mame Bourama Diatta | Région | FALSE | [12 empty] | Senelec | RUT956 | Online | FALSE | TRUE | Rooftop | Outdoor | Self Support Tower | 12 | 4 | FALSE | 1 | Free | 0 | 35006616 | BACO | BACO ND 30-60 | 60 | 32 | Delta Rev12 | 4 | module1: DPR 3000B-48; module2: DPR 3000B-48; module3: DPR 3000B-48; module4: DPR 3000B-48 | 12000 | OpZs(Acide) | Classic | 2V | 1080Ah | 1080Ah | 24 | 55 | Bonne | FALSE | [10 empty] | TRUE | Conforme
SNLG1416 | LG2624 | DK_Gouyar Sarr | Silver | 3:30 | 12600 | 15.71967159 | -16.20261054 | LOUGA | TRUE | Bi-Monthly | PM_LG&Tiv | CM_Louga | Ibrahima Ndiaye | Ousmane Beye | Ibrahima Dieye | Ibrahima Thiam | Bab Khory Ngom | Mame Bourama Diatta | Région | FALSE | [12 empty] | Senelec | RUT955 | Online | FALSE | TRUE | Greenfield | Outdoor | Self Support Tower | 50 | 0 | FALSE | 1 | Free | 0 | 17791 |  |  |  |  | Delta Rev10 | 5 | module1: DPR 2900B-48; module2: DPR 2900B-48; module3: DPR 2900B-48; module4: DPR 2900B-48; module5: DPR 2900B-48 | 14500 | Lithium | Leoch 48V-TB | 48V | 100Ah | 400Ah | 4 | 46 | Bonne | FALSE | [10 empty] | TRUE | Conforme
SNLG1405 | LG2625 | LG_LINGUERE | Silver | 2:45 | 9900 | 15.3981 | -15.11152 | LOUGA | TRUE | Bi-Monthly | PM_Dahra | Mixte_Dahra | Papa Ahmadou Mactar Seye |  | Cheick Thiam |  | Bab Khory Ngom | Mame Bourama Diatta | Région | FALSE | [12 empty] | Solaire - Senelec | RUT955 | Online | FALSE | TRUE | Greenfield | Outdoor | Self Support Tower | 30 | 1 | FALSE | 1 | Free | 0 | 35006736 |  |  |  |  | Delta Rev12 | 5 | module1: DPR 3000B-48; module2: DPR 3000B-48; module3: DPR 3000B-48 | 9000 | Lithium | Leoch 48V-TB | 48V | 100Ah | 400Ah | 4 | 17 | Bonne | FALSE | [10 empty] | TRUE | Conforme
SNLG0215 | LG2648 | LG_MBOUBENE | Silver | 2:45 | 9900 | 15.63396 | -16.22931 | LOUGA | TRUE | Bi-Monthly | PM_LG&Tiv | CM_Louga | Ibrahima Ndiaye | Ousmane Beye | Ibrahima Dieye | Ibrahima Thiam | Bab Khory Ngom | Mame Bourama Diatta | Région | FALSE | [12 empty] | Senelec | RUT956 | Online | FALSE | TRUE | Greenfield | Outdoor | Self Support Tower | 25 | 0 | FALSE | 1 | Free | 0 | 35014842 |  |  |  |  | Delta Rev12 | 3 | module1: DPR 3000B-48; module2: DPR 3000B-48; module3: DPR 3000B-48 | 9000 | OpZs(Acide) | Classic | 2V | 1080Ah | 1080Ah | 24 | 46 | Bonne | FALSE | [10 empty] | TRUE | Conforme
SNLG1445 | LG2650 | DK_KEUR MANIANG | Silver | 3:30 | 12600 | 15.6841 | -15.9765 | LOUGA | TRUE | Bi-Monthly | PM_LG&Tiv | CM_Louga | Ibrahima Ndiaye | Ousmane Beye | Ibrahima Dieye | Ibrahima Thiam | Bab Khory Ngom | Mame Bourama Diatta | Région | FALSE | [12 empty] | Solaire - Comasel | RUT955 | Online | FALSE | TRUE | Greenfield | Outdoor | Self Support Tower | 50 | 0 | FALSE | 1 | Free | 0 | 14408350412 |  |  |  |  | Delta Rev10 | 5 | module1: DPR 2900B-48; module2: DPR 2900B-48; module3: DPR 2900B-48; module4: DPR 2900B-48; module5: DPR 2900B-48 | 14500 | Lithium | Leoch 48V-TB | 48V | 100Ah | 400Ah | 4 | 34 | Bonne | FALSE | [10 empty] | TRUE | Conforme
SNLG1499 | LG2652 | LG_OUARACK | Silver | 2:45 | 9900 | 15.511536 | -16.05882 | LOUGA | TRUE | Bi-Monthly | PM_Dahra | CM_Louga | Papa Ahmadou Mactar Seye |  | Ibrahima Dieye |  | Bab Khory Ngom | Mame Bourama Diatta | Région | FALSE | [12 empty] | Solaire - Senelec | RUT955 | Online | FALSE | TRUE | Greenfield | Outdoor | Self Support Tower | 60 | 0 | FALSE | 1 | Free | 0 | 35008531 |  |  |  |  | Delta Rev10 | 5 | module1: DPR 2900B-48; module2: DPR 2900B-48; module3: DPR 2900B-48; module4: DPR 2900B-48; module5: DPR 2900B-48 | 14500 | Lithium | Leoch 48V-TB | 48V | 100Ah | 400Ah | 4 | 17 | Bonne | FALSE | [10 empty] | TRUE | Conforme
SNLG1484 | LG2653 | DK_GOUYE MBEUTE | Silver | 3:30 | 12600 | 15.679737 | -16.02935 | LOUGA | TRUE | Bi-Monthly | PM_LG&Tiv | CM_Louga | Ibrahima Ndiaye | Ousmane Beye | Ibrahima Dieye | Ibrahima Thiam | Bab Khory Ngom | Mame Bourama Diatta | Région | FALSE | [12 empty] | Solaire - Comasel | RUT955 | Offline | FALSE | TRUE | Greenfield | Outdoor | Self Support Tower | 50 | 0 | FALSE | 1 | Free | 0 | 14408350420 |  |  |  |  | Delta Rev10 | 5 | module1: DPR 2900B-48; module2: DPR 2900B-48; module3: DPR 2900B-48; module4: DPR 2900B-48; module5: DPR 2900B-48 | 14500 | Lithium | Leoch 48V-TB | 48V | 100Ah | 400Ah | 4 | 33 | Bonne | FALSE | [10 empty] | TRUE | Conforme
SNLG1526 | LG2662 | LG_DIOKOUL | Silver | 2:45 | 9900 | 15.373883 | -16.518094 | LOUGA | TRUE | Bi-Monthly | PM_Darou_Mousty | CM_Tivaouane | Saidou Ba |  | El Hadj Mbar Faye |  | Bab Khory Ngom | Mame Bourama Diatta | Région | FALSE | [12 empty] | Senelec | RUT955 | Online | FALSE | TRUE | Greenfield | Outdoor | Self Support Tower | 50 | 0 | FALSE | 1 | Free | 0 | 35004050 |  |  |  |  | Delta Rev12 | 4 | module1: DPR 3000B-48; module2: DPR 3000B-48; module3: DPR 3000B-48; module4: DPR 3000B-48 | 12000 | Lithium | Leoch 48V-TB | 48V | 100Ah | 400Ah | 4 | 27 | Bonne | FALSE | [10 empty] | TRUE | Conforme
SNLG1530 | LG2663 | LG_Ngoufat/Dadji | Silver | 3:30 | 12600 | 15.73587273 | -16.3790606 | LOUGA | TRUE | Bi-Monthly | PM_LG&Tiv | CM_Louga | Ibrahima Ndiaye | Ousmane Beye | Ibrahima Dieye | Ibrahima Thiam | Bab Khory Ngom | Mame Bourama Diatta | Région | FALSE | [12 empty] | Comasel | RUT955 | Online | FALSE | TRUE | Greenfield | Outdoor | Self Support Tower | 50 | 0 | FALSE | 1 | Free | 0 | 14461706914 |  |  |  |  | Delta Rev10 | 3 | module1: DPR 2900B-48; module2: DPR 2900B-48; module3: DPR 2900B-48 | 8700 | Lithium | Leoch 48V-TB | 48V | 100Ah | 400Ah | 4 | 34 | Bonne | FALSE | [10 empty] | TRUE | Conforme
SNLG1580 | LG2665 | LG_Boulel | Silver | 2:45 | 9900 | 15.399226 | -15.664499 | LOUGA | TRUE | Bi-Monthly | PM_Dahra | Mixte_Dahra | Papa Ahmadou Mactar Seye |  | Cheick Thiam |  | Bab Khory Ngom | Mame Bourama Diatta | Région | FALSE | [12 empty] | Senelec | RUT955 | Offline | FALSE | TRUE | Greenfield | Outdoor | Self Support Tower | 60 | 0 | FALSE | 1 | Free | 0 | 35000254 |  |  |  |  | Delta Rev12 | 3 | module1: DPR 3000B-48; module2: DPR 3000B-48; module3: DPR 3000B-48 | 9000 | Lithium | Leoch 48V-TB | 48V | 100Ah | 400Ah | 4 | 17 | Bonne | FALSE | [10 empty] | TRUE | Conforme
SNLG1552 | LG2666 | LG_Melakh | Silver | 2:45 | 9900 | 15.314319 | -15.568604 | LOUGA | TRUE | Bi-Monthly | PM_Dahra | Mixte_Dahra | Papa Ahmadou Mactar Seye |  | Cheick Thiam |  | Bab Khory Ngom | Mame Bourama Diatta | Région | FALSE | [12 empty] | Senelec | RUT955 | Offline | FALSE | TRUE | Greenfield | Outdoor | Self Support Tower | 60 | 0 | FALSE | 1 | Free | 0 | 35000260 |  |  |  |  | Delta Rev10 | 4 | module1: DPR 2900B-48; module2: DPR 2900B-48; module3: DPR 2900B-48; module4: DPR 2900B-48 | 11600 | Lithium | Leoch 48V-TB | 48V | 100Ah | 400Ah | 4 | 18 | Bonne | FALSE | [10 empty] | TRUE | Conforme
SNLG1592 | LG2667 | LG_PEKH | Silver | 2:45 | 9900 | 15.4362915 | -16.39183841 | LOUGA | TRUE | Bi-Monthly | PM_Darou_Mousty | CM_Louga | Saidou Ba |  | Ibrahima Dieye |  | Bab Khory Ngom | Mame Bourama Diatta | Région | FALSE | [12 empty] | Senelec | RUT955 | Online | FALSE | TRUE | Greenfield | Outdoor | Self Support Tower | 50 | 0 | FALSE | 1 | Free | 0 | 350012650 |  |  |  |  | Delta Rev12 | 3 | module1: DPR 3000B-48; module2: DPR 3000B-48; module3: DPR 3000B-48 | 9000 | Lithium | Leoch 48V-TB | 48V | 100Ah | 400Ah | 4 | 37 | Bonne | FALSE | [10 empty] | TRUE | Conforme
SNMT0960 | MT3703 | MT_OGO | Silver | 3:30 | 12600 | 15.54928 | -13.29286 | MATAM | TRUE | Bi-Monthly | PM_Ourossogui | CM_Ourossogui | Ahmadou Bamba Diallo | Ibrahima GUEYE | Amadou Corop Mballo |  | Alioune Ibn Abi Talib Ndoye | Mame Bourama Diatta | Région | FALSE | [12 empty] | Senelec | RUT956 | Online | FALSE | TRUE | Greenfield | Outdoor | Guyed Mast | 32 | 34 | FALSE | 1 | Free | 0 | 30008205 |  |  |  |  | Delta Rev12 | 4 | module1: DPR 3000B-48; module2: DPR 3000B-48; module3: DPR 3000B-48; module4: DPR 3000B-48 | 12000 | Lithium | Leoch 48V-TB | 48V | 100Ah | 400Ah | 4 | 22 | Bonne | FALSE | [10 empty] | TRUE | Conforme
SNMT0793 | MT3706 | MT_ORKADIERE | Silver | 3:30 | 12600 | 15.27573 | -12.95972 | MATAM | TRUE | Bi-Monthly | PM_Ourossogui | CM_Ourossogui | Ahmadou Bamba Diallo | Ibrahima GUEYE | Amadou Corop Mballo |  | Alioune Ibn Abi Talib Ndoye | Mame Bourama Diatta | Région | FALSE | [12 empty] | Senelec | RUT956 | Online | FALSE | TRUE | Greenfield | Outdoor | Guyed Mast | 60 | 27 | FALSE | 1 | Free | 0 | 36001051 |  |  |  |  | Delta Rev12 | 4 | module1: DPR 3000B-48; module2: DPR 3000B-48; module3: DPR 3000B-48; module4: DPR 3000B-48 | 12000 | Lithium | Leoch 48V-TB | 48V | 100Ah | 400Ah | 4 | 22 | Bonne | FALSE | [10 empty] | TRUE | Conforme
SNMT0961 | MT3707 | MT_SEMME | Silver | 3:30 | 12600 | 15.20389 | -12.94 | MATAM | TRUE | Bi-Monthly | PM_Ourossogui | CM_Ourossogui | Ahmadou Bamba Diallo | Ibrahima GUEYE | Amadou Corop Mballo |  | Alioune Ibn Abi Talib Ndoye | Mame Bourama Diatta | Région | FALSE | [12 empty] | Senelec | RUT956 | Offline | FALSE | TRUE | Greenfield | Outdoor | Guyed Mast | 60 | 23 | FALSE | 1 | Free | 0 | 35100666 |  |  |  |  | Delta Rev12 | 4 | module1: DPR 3000B-48; module2: DPR 3000B-48; module3: DPR 3000B-48; module4: DPR 3000B-48 | 12000 | Lithium | Leoch 48V-TB | 48V | 100Ah | 400Ah | 4 | 23 | Bonne | FALSE | [10 empty] | TRUE | Conforme
SNMT0642 | MT3710 | MT_BOKIDIAWE | Silver | 3:30 | 12600 | 15.86033 | -13.47163 | MATAM | TRUE | Bi-Monthly | PM_Ourossogui | CM_Ourossogui | Ahmadou Bamba Diallo | Ibrahima GUEYE | Amadou Corop Mballo |  | Alioune Ibn Abi Talib Ndoye | Mame Bourama Diatta | Région | FALSE | [12 empty] | Senelec | RUT956 | Online | FALSE | TRUE | Greenfield | Outdoor | Guyed Mast | 45 | 20 | FALSE | 1 | Free | 0 | 36000454 |  |  |  |  | Delta Rev12 | 4 | module1: DPR 3000B-48; module2: DPR 3000B-48; module3: DPR 3000B-48; module4: DPR 3000B-48 | 12000 | Lithium | Leoch 48V-TB | 48V | 100Ah | 400Ah | 4 | 44 | Bonne | FALSE | [10 empty] | TRUE | Conforme
SNMT0962 | MT3713 | MT_BOKILADJI | Silver | 3:30 | 12600 | 15.05278 | -12.74583 | MATAM | TRUE | Bi-Monthly | PM_Ourossogui | CM_Ourossogui | Ahmadou Bamba Diallo | Ibrahima GUEYE | Amadou Corop Mballo |  | Alioune Ibn Abi Talib Ndoye | Mame Bourama Diatta | Région | FALSE | [12 empty] | Senelec | RUT956 | Offline | FALSE | TRUE | Greenfield | Outdoor | Guyed Mast | 45 | 19 | FALSE | 1 | Free | 0 | 35007192 |  |  |  |  | Delta Rev12 | 4 | module1: DPR 3000B-48; module2: DPR 3000B-48; module3: DPR 3000B-48; module4: DPR 3000B-48 | 12000 | Lithium | Leoch 48V-TB | 48V | 100Ah | 400Ah | 4 | 26 | Bonne | FALSE | [10 empty] | TRUE | Conforme
SNTC0794 | MT3714 | MT_MOUDERY | Silver | 3:30 | 12600 | 15.0525 | -12.59973 | MATAM | TRUE | Bi-Monthly | PM_Ourossogui | CM_Ourossogui | Ahmadou Bamba Diallo | Ibrahima GUEYE | Amadou Corop Mballo |  | Alioune Ibn Abi Talib Ndoye | Mame Bourama Diatta | Région | FALSE | [12 empty] | Senelec | RUT956 | Online | FALSE | TRUE | Greenfield | Outdoor | Guyed Mast | 45 | 13 | FALSE | 1 | Free | 0 | 95000593 |  |  |  |  | Delta Rev12 | 4 | module1: DPR 3000B-48; module2: DPR 3000B-48; module3: DPR 3000B-48; module4: DPR 3000B-48 | 12000 | Lithium | Leoch 48V-TB | 48V | 100Ah | 400Ah | 4 | 21 | Bonne | FALSE | [10 empty] | TRUE | Conforme
SNMT0963 | MT3716 | MT_BAMAMBE | Silver | 3:30 | 12600 | 15.37889 | -13.14667 | MATAM | TRUE | Bi-Monthly | PM_Ourossogui | CM_Ourossogui | Ahmadou Bamba Diallo | Ibrahima GUEYE | Amadou Corop Mballo |  | Alioune Ibn Abi Talib Ndoye | Mame Bourama Diatta | Région | FALSE | [12 empty] | Senelec | RUT956 | Offline | FALSE | TRUE | Greenfield | Outdoor | Guyed Mast | 60 | 29 | FALSE | 1 | Free | 0 | 30043658 |  |  |  |  | Delta Rev12 | 4 | module1: DPR 3000B-48; module2: DPR 3000B-48; module3: DPR 3000B-48; module4: DPR 3000B-48 | 12000 | Lithium | Leoch 48V-TB | 48V | 100Ah | 400Ah | 4 | 30 | Bonne | FALSE | [10 empty] | TRUE | Conforme
SNMT0069 | MT3752 | MT_KANEL | Silver | 3:30 | 12600 | 15.4869 | -13.1816 | MATAM | TRUE | Bi-Monthly | PM_Ourossogui | CM_Ourossogui | Ahmadou Bamba Diallo | Ibrahima GUEYE | Amadou Corop Mballo |  | Alioune Ibn Abi Talib Ndoye | Mame Bourama Diatta | Région | FALSE | [12 empty] | Senelec | RUT956 | Online | FALSE | TRUE | Greenfield | Outdoor | Self Support Tower | 60 | 31 | FALSE | 1 | Free | 0 | 35010788 |  |  |  |  | Delta Rev12 | 4 | module1: DPR 3000B-48; module2: DPR 3000B-48; module3: DPR 3000B-48; module4: DPR 3000B-48 | 12000 | OpZs(Acide) | Classic | 2V | 1080Ah | 1080Ah | 24 | 34 | Bonne | FALSE | [10 empty] | TRUE | Conforme
SNTC0492 | MT3753 | MT_DIAWARA_WADIGA2 | Silver | 3:30 | 12600 | 15.02162 | -12.53868 | MATAM | TRUE | Bi-Monthly | PM_Ourossogui | CM_Ourossogui | Ahmadou Bamba Diallo | Ibrahima GUEYE | Amadou Corop Mballo |  | Alioune Ibn Abi Talib Ndoye | Mame Bourama Diatta | Région | FALSE | [12 empty] | Solaire - Senelec | RUT956 | Offline | FALSE | TRUE | Greenfield | Outdoor | Self Support Tower | 45 | 12 | FALSE | 1 | Free | 0 | 35000297 |  |  |  |  | Delta Rev12 | 4 | module1: DPR 3000B-48; module2: DPR 3000B-48; module3: DPR 3000B-48; module4: DPR 3000B-48 | 12000 | OpZs(Acide) | Classic | 2V | 1080Ah | 1080Ah | 24 | 31 | Bonne | FALSE | [10 empty] | TRUE | Conforme
SNSL0643 | MT3776 | MT_GALOYA_DIOGUI | Silver | 3:30 | 12600 | 16.07422 | -13.85397 | SAINT LOUIS | TRUE | Bi-Monthly | PM_Ourossogui | CM_Ourossogui | Ahmadou Bamba Diallo | Ibrahima GUEYE | Amadou Corop Mballo |  | Alioune Ibn Abi Talib Ndoye | Mame Bourama Diatta | Région | FALSE | [12 empty] | Senelec | RUT956 | Offline | FALSE | TRUE | Greenfield | Outdoor | Self Support Tower | 45 | 11 | FALSE | 1 | Free | 0 | 35013790 |  |  |  |  | Delta Rev12 | 4 | module1: DPR 3000B-48; module2: DPR 3000B-48; module3: DPR 3000B-48; module4: DPR 3000B-48 | 12000 | Lithium | Leoch 48V-TB | 48V | 100Ah | 400Ah | 4 | 33 | Bonne | FALSE | [10 empty] | TRUE | Conforme
SNMT0644 | MT3777 | MT_MADINA | Silver | 3:30 | 12600 | 15.66191 | -13.25744 | MATAM | TRUE | Bi-Monthly | PM_Ourossogui | CM_Ourossogui | Ahmadou Bamba Diallo | Ibrahima GUEYE | Amadou Corop Mballo |  | Alioune Ibn Abi Talib Ndoye | Mame Bourama Diatta | Région | FALSE | [12 empty] | Senelec | Pas de RMS | Pas de RMS | FALSE | TRUE | Greenfield | Outdoor | Self Support Tower | 35 | 0 | FALSE | 1 | Free | 0 | 35010817 |  |  |  |  | Enclosure 6130 | 4 | module1: MR 3000B-48; module2: MR 3000B-48; module3: MR 3000B-48; module4: MR 3000B-48; module9: 12000 | 12000 | Lithium | Leoch 48V-TB | 48V | 100Ah | 400Ah | 4 | 33 | Bonne | FALSE | [10 empty] | TRUE | Conforme
SNMT0314 | MT3778 | MT_DOUNDE_KOUSSEM | Silver | 3:30 | 12600 | 15.08515 | -12.89959 | MATAM | TRUE | Bi-Monthly | PM_Ourossogui | CM_Ourossogui | Ahmadou Bamba Diallo | Ibrahima GUEYE | Amadou Corop Mballo |  | Alioune Ibn Abi Talib Ndoye | Mame Bourama Diatta | Région | FALSE | [12 empty] | Senelec | RUT956 | Online | FALSE | TRUE | Greenfield | Outdoor | Self Support Tower | 45 | 2 | FALSE | 1 | Free | 0 | 35000690 |  |  |  |  | Enclosure 6130 | 4 | module1: MR 3000B-48; module2: MR 3000B-48; module3: MR 3000B-48; module4: MR 3000B-48; module9: 12000 | 12000 | OpZs(Acide) | Classic | 2V | 1080Ah | 1080Ah | 24 | 27 | Bonne | FALSE | [10 empty] | TRUE | Conforme
SNMT1088 | MT3787 | MT_WAOUNDE | Silver | 3:30 | 12600 | 15.27554 | -12.87115 | MATAM | TRUE | Bi-Monthly | PM_Ourossogui | CM_Ourossogui | Ahmadou Bamba Diallo | Ibrahima GUEYE | Amadou Corop Mballo |  | Alioune Ibn Abi Talib Ndoye | Mame Bourama Diatta | Région | FALSE | [12 empty] | Senelec | Pas de RMS | Pas de RMS | FALSE | TRUE | Greenfield | Outdoor | Self Support Tower | 35 | 0 | FALSE | 1 | Free | 0 | 35000686 |  |  |  |  | Enclosure 6130 | 4 | module1: MR 3000B-48; module2: MR 3000B-48; module3: MR 3000B-48; module4: MR 3000B-48; module9: 12000 | 12000 | OpZs(Acide) | Classic | 2V | 1990Ah | 1990Ah | 24 | 20 | Bonne | FALSE | [10 empty] | TRUE | Conforme
SNMT0034 | MT3789 | MT_ADABERE | Silver | 3:30 | 12600 | 15.13581 | -12.78561 | MATAM | TRUE | Bi-Monthly | PM_Ourossogui | CM_Ourossogui | Ahmadou Bamba Diallo | Ibrahima GUEYE | Amadou Corop Mballo |  | Alioune Ibn Abi Talib Ndoye | Mame Bourama Diatta | Région | FALSE | [12 empty] | Senelec | RUT956 | Online | FALSE | TRUE | Greenfield | Outdoor | Self Support Tower | 35 | 1 | FALSE | 1 | Free | 0 | 35000683 |  |  |  |  | Enclosure 6130 | 4 | module1: MR 3000B-48; module2: MR 3000B-48; module3: MR 3000B-48; module4: MR 3000B-48; module9: 12000 | 12000 | OpZs(Acide) | Classic | 2V | 1080Ah | 1080Ah | 24 | 22 | Bonne | FALSE | [10 empty] | TRUE | Conforme
SNMT0321 | MT3791 | MT_BELKINDI | Silver | 3:30 | 12600 | 16.10029 | -13.62224 | MATAM | TRUE | Bi-Monthly | PM_Ourossogui | CM_Ourossogui | Ahmadou Bamba Diallo | Ibrahima GUEYE | Amadou Corop Mballo |  | Alioune Ibn Abi Talib Ndoye | Mame Bourama Diatta | Région | FALSE | [12 empty] | Senelec | Pas de RMS | Pas de RMS | FALSE | TRUE | Greenfield | Outdoor | Self Support Tower | 45 | 1 | FALSE | 1 | Free | 0 | 35004539 |  |  |  |  | Enclosure 6130 | 4 | module1: MR 3000B-48; module2: MR 3000B-48; module3: MR 3000B-48; module4: MR 3000B-48; module9: 12000 | 12000 | OpZs(Acide) | Classic | 2V | 1080Ah | 1080Ah | 24 | 21 | Bonne | FALSE | [10 empty] | TRUE | Conforme
SNMT0322 | MT3794 | MT_DONDOU | Silver | 3:30 | 12600 | 16.02036 | -13.38375 | MATAM | TRUE | Bi-Monthly | PM_Ourossogui | CM_Ourossogui | Ahmadou Bamba Diallo | Ibrahima GUEYE | Amadou Corop Mballo |  | Alioune Ibn Abi Talib Ndoye | Mame Bourama Diatta | Région | FALSE | [12 empty] | Senelec | Pas de RMS | Pas de RMS | FALSE | TRUE | Greenfield | Outdoor | Self Support Tower | 45 | 0 | FALSE | 1 | Free | 0 | 35013997 |  |  |  |  | Enclosure 6130 | 4 | module1: MR 3000B-48; module2: MR 3000B-48; module3: MR 3000B-48; module4: MR 3000B-48; module9: 12000 | 12000 | OpZs(Acide) | Classic | 2V | 1990Ah | 1990Ah | 24 | 25 | Bonne | FALSE | [10 empty] | TRUE | Conforme
SNMT0918 | MT3798 | MT_AMADI_OUNARE | Silver | 3:30 | 12600 | 15.34733 | -13.01785 | MATAM | TRUE | Bi-Monthly | PM_Ourossogui | CM_Ourossogui | Ahmadou Bamba Diallo | Ibrahima GUEYE | Amadou Corop Mballo |  | Alioune Ibn Abi Talib Ndoye | Mame Bourama Diatta | Région | FALSE | [12 empty] | Senelec | Pas de RMS | Pas de RMS | FALSE | TRUE | Greenfield | Outdoor | Self Support Tower | 45 | 1 | FALSE | 1 | Free | 0 | 35014327 |  |  |  |  | Enclosure 6130 | 4 | module1: MR 3000B-48; module2: MR 3000B-48; module3: MR 3000B-48; module4: MR 3000B-48; module9: 12000 | 12000 | OpZs(Acide) | Classic | 2V | 1990Ah | 1990Ah | 24 | 27 | Bonne | FALSE | [10 empty] | TRUE | Conforme
SNMT0035 | MT3799 | MT_ORNDOLDE | Silver | 3:30 | 12600 | 15.48627 | -12.96903 | MATAM | TRUE | Bi-Monthly | PM_Ourossogui | CM_Ourossogui | Ahmadou Bamba Diallo | Ibrahima GUEYE | Amadou Corop Mballo |  | Alioune Ibn Abi Talib Ndoye | Mame Bourama Diatta | Région | FALSE | [12 empty] | Senelec | Pas de RMS | Pas de RMS | FALSE | TRUE | Greenfield | Outdoor | Self Support Tower | 45 | 0 | FALSE | 1 | Free | 0 | 35010789 |  |  |  |  | Enclosure 6130 | 4 | module1: MR 3000B-48; module2: MR 3000B-48; module3: MR 3000B-48; module4: MR 3000B-48; module9: 12000 | 12000 | OpZs(Acide) | Classic | 2V | 1990Ah | 1990Ah | 24 | 17 | Bonne | FALSE | [10 empty] | TRUE | Conforme
SNMT1427 | MT3822 | MT_Doumga Ouro Alfa | Silver | 3:30 | 12600 | 15.83066543 | -13.45189603 | MATAM | TRUE | Bi-Monthly | PM_Ourossogui | CM_Ourossogui | Ahmadou Bamba Diallo | Ibrahima GUEYE | Amadou Corop Mballo |  | Alioune Ibn Abi Talib Ndoye | Mame Bourama Diatta | Région | FALSE | [12 empty] | Senelec | RUT955 | Online | FALSE | TRUE | Greenfield | Outdoor | Self Support Tower | 50 | 0 | FALSE | 1 | Free | 0 | 35017733 |  |  |  |  | Delta Rev10 | 5 | module1: DPR 2900B-48; module2: DPR 2900B-48; module3: DPR 2900B-48; module4: DPR 2900B-48; module5: DPR 2900B-48 | 14500 | Lithium | Leoch 48V-TB | 48V | 100Ah | 400Ah | 4 | 28 | Bonne | FALSE | [10 empty] | TRUE | Conforme
SNMT1447 | MT3823 | MT_NGUIDILOGNE | Silver | 3:30 | 12600 | 15.938042 | -13.351548 | MATAM | TRUE | Bi-Monthly | PM_Ourossogui | CM_Ourossogui | Ahmadou Bamba Diallo | Ibrahima GUEYE | Amadou Corop Mballo |  | Alioune Ibn Abi Talib Ndoye | Mame Bourama Diatta | Région | FALSE | [12 empty] | Senelec | RUT955 | Offline | FALSE | TRUE | Greenfield | Outdoor | Self Support Tower | 50 | 0 | FALSE | 1 | Free | 0 | 35017749 |  |  |  |  | Delta Rev12 | 6 | DPR 3000B-48 | DPR 3000B-48 | DPR 3000B-48 | DPR 3000B-48 | DPR 3000B-48 | DPR 3000B-48 |  |  |  | 18000 | Lithium | Leoch 48V-TB | 48V | 100Ah | 400Ah | 4 | 29 | Bonne | FALSE | [10 empty] | TRUE | Conforme
SNMT1449 | MT3824 | MT_SEDO SEBE / THIARENE | Silver | 3:30 | 12600 | 15.772062 | -13.452997 | MATAM | TRUE | Bi-Monthly | PM_Ourossogui | CM_Ourossogui | Ahmadou Bamba Diallo | Ibrahima GUEYE | Amadou Corop Mballo |  | Alioune Ibn Abi Talib Ndoye | Mame Bourama Diatta | Région | FALSE | [12 empty] | Senelec | RUT955 | Offline | FALSE | TRUE | Greenfield | Outdoor | Self Support Tower | 50 | 1 | FALSE | 1 | Free | 0 | 35014609 |  |  |  |  | Delta Rev10 | 6 | DPR 2900B-48 | DPR 2900B-48 | DPR 2900B-48 | DPR 2900B-48 | DPR 2900B-48 | DPR 2900B-48 |  |  |  | 17400 | Lithium | Leoch 48V-TB | 48V | 100Ah | 400Ah | 4 | 21 | Bonne | FALSE | [10 empty] | TRUE | Conforme
SNMT1458 | MT3825 | MT_DEMBANCANE | Silver | 3:30 | 12600 | 15.090671 | -12.700662 | MATAM | TRUE | Bi-Monthly | PM_Ourossogui | CM_Ourossogui | Ahmadou Bamba Diallo | Ibrahima GUEYE | Amadou Corop Mballo |  | Alioune Ibn Abi Talib Ndoye | Mame Bourama Diatta | Région | FALSE | [12 empty] | Senelec | RUT955 | Online | FALSE | TRUE | Greenfield | Outdoor | Self Support Tower | 60 | 0 | FALSE | 1 | Free | 0 | 35017838 |  |  |  |  | Delta Rev10 | 5 | module1: DPR 2900B-48; module2: DPR 2900B-48; module3: DPR 2900B-48; module4: DPR 2900B-48; module5: DPR 2900B-48 | 14500 | Lithium | Leoch 48V-TB | 48V | 100Ah | 400Ah | 4 | 26 | Bonne | FALSE | [10 empty] | TRUE | Conforme
SNMT1563 | MT3894 | MT_Ourossogui/Haayoo | Silver | 3:30 | 12600 | 15.614291 | -13.3269 | MATAM | TRUE | Bi-Monthly | PM_Ourossogui | CM_Ourossogui | Ahmadou Bamba Diallo | Ibrahima GUEYE | Amadou Corop Mballo |  | Alioune Ibn Abi Talib Ndoye | Mame Bourama Diatta | Région | FALSE | [12 empty] | Senelec | RUT955 | Online | FALSE | TRUE | Greenfield | Outdoor | Self Support Tower | 35 | 0 | FALSE | 1 | Free | 0 | 35017746 |  |  |  |  | Delta Rev12 | 4 | module1: DPR 3000B-48; module2: DPR 3000B-48; module3: DPR 3000B-48; module4: DPR 3000B-48 | 12000 | Lithium | Leoch 48V-TB | 48V | 100Ah | 400Ah | 4 | 22 | Bonne | FALSE | [10 empty] | TRUE | Conforme
SNSL0070 | SL3406 | SL_SAINT_LOUIS3 | Silver | 2:45 | 9900 | 16.06164 | -16.42289 | SAINT LOUIS | TRUE | Bi-Monthly | PM_SL-Dagana-Dioum | CM_St-Louis | Babacar Moussa Gaye | Simon Waly Diouf | Ababacar Moussa Niang |  | Alioune Ibn Abi Talib Ndoye | Mame Bourama Diatta | Région | FALSE | [12 empty] | Senelec | Pas de RMS | Pas de RMS | FALSE | TRUE | Rooftop | Outdoor | Guyed Mast | 12 | 2 | FALSE | 1 | Free | 0 | Pas de Compteur |  |  |  |  | RBS 6101 | 3 | module1: PSU AC03 - 2500; module2: PSU AC03 - 2500; module3: PSU AC03 - 2500 | 7500 | Lithium | Leoch 48V-TB | 48V | 100Ah | 600Ah | 6 | 68 | Bonne | FALSE | [10 empty] | TRUE | Conforme
SNSL0795 | SL3408 | SL_MPAL | Silver | 2:45 | 9900 | 15.9205 | -16.27122 | SAINT LOUIS | TRUE | Bi-Monthly | PM_SL-Dagana-Dioum | CM_St-Louis | Babacar Moussa Gaye | Simon Waly Diouf | Ababacar Moussa Niang |  | Alioune Ibn Abi Talib Ndoye | Mame Bourama Diatta | Région | FALSE | [12 empty] | Senelec | Pas de RMS | Pas de RMS | FALSE | TRUE | Greenfield | Outdoor | Guyed Mast | 33 | 2 | FALSE | 1 | Free | 0 | 35002258 |  |  |  |  | Enclosure 6130 | 4 | module1: MR 3000B-48; module2: MR 3000B-48; module3: MR 3000B-48; module4: MR 3000B-48; module9: 12000 | 12000 | Lithium | Leoch 48V-TB | 48V | 100Ah | 400Ah | 4 | 33 | Bonne | FALSE | [10 empty] | TRUE | Conforme
SNSL0493 | SL3410 | SL_AERO_LAO | Silver | 3:30 | 12600 | 16.40695 | -14.33695 | SAINT LOUIS | TRUE | Bi-Monthly | PM_SL-Dagana-Dioum | CM_Dagana | Babacar Moussa Gaye | Simon Waly Diouf | Alboury Ndong |  | Alioune Ibn Abi Talib Ndoye | Mame Bourama Diatta | Région | FALSE | [12 empty] | Senelec | RUT956 | Offline | FALSE | TRUE | Greenfield | Outdoor | Guyed Mast | 42 | 6 | FALSE | 1 | Free | 0 | 36003141 |  |  |  |  | Delta Rev12 | 4 | module1: DPR 3000B-48; module2: DPR 3000B-48; module3: DPR 3000B-48; module4: DPR 3000B-48 | 12000 | Lithium | Leoch 48V-TB | 48V | 100Ah | 400Ah | 4 | 25 | Bonne | FALSE | [10 empty] | TRUE | Conforme
SNSL0645 | SL3411 | SL_PETE | Silver | 3:30 | 12600 | 16.04938 | -13.97794 | SAINT LOUIS | TRUE | Bi-Monthly | PM_Ourossogui | CM_Ourossogui | Ahmadou Bamba Diallo | Ibrahima GUEYE | Amadou Corop Mballo |  | Alioune Ibn Abi Talib Ndoye | Mame Bourama Diatta | Région | FALSE | [12 empty] | Senelec | RUT956 | Offline | FALSE | TRUE | Greenfield | Outdoor | Guyed Mast | 45 | 8 | FALSE | 1 | Free | 0 | 14213386833 |  |  |  |  | Delta Rev12 | 4 | module1: DPR 3000B-48; module2: DPR 3000B-48; module3: DPR 3000B-48; module4: DPR 3000B-48 | 12000 | Lithium | Leoch 48V-TB | 48V | 100Ah | 400Ah | 4 | 26 | Bonne | FALSE | [10 empty] | TRUE | Conforme
SNSL0353 | SL3412 | SL_DODEL | Silver | 3:30 | 12600 | 16.48378 | -14.43009 | SAINT LOUIS | TRUE | Bi-Monthly | PM_SL-Dagana-Dioum | CM_Dagana | Babacar Moussa Gaye | Simon Waly Diouf | Alboury Ndong |  | Alioune Ibn Abi Talib Ndoye | Mame Bourama Diatta | Région | FALSE | [12 empty] | Senelec | RUT956 | Offline | FALSE | TRUE | Greenfield | Outdoor | Guyed Mast | 42 | 11 | FALSE | 1 | Free | 0 | 30046940 |  |  |  |  | Delta Rev10 | 4 | module1: DPR 2900B-48; module2: DPR 2900B-48; module3: DPR 2900B-48; module4: DPR 2900B-48 | 11600 | Lithium | Leoch 48V-TB | 48V | 100Ah | 400Ah | 4 | 31 | Bonne | FALSE | [10 empty] | TRUE | Conforme
SNSL0471 | SL3415 | SL_SAINT_LOUIS4 | Silver | 2:45 | 9900 | 16.03197 | -16.50489 | SAINT LOUIS | TRUE | Bi-Monthly | PM_SL-Dagana-Dioum | CM_St-Louis | Babacar Moussa Gaye | Simon Waly Diouf | Ababacar Moussa Niang |  | Alioune Ibn Abi Talib Ndoye | Mame Bourama Diatta | Région | FALSE | [12 empty] | Senelec | RUT955 | Online | FALSE | TRUE | Rooftop | Outdoor | Self Support Tower | 6 | 2 | FALSE | 1 | Free | 0 | 30028691 |  |  |  |  | Delta Rev10 | 5 | module1: DPR 2900B-48; module2: DPR 2900B-48; module3: DPR 2900B-48; module4: DPR 2900B-48; module5: DPR 2900B-48 | 14500 | OpZs(Acide) | Classic | 2V | 1080Ah | 1080Ah | 24 | 65 | Bonne | FALSE | [10 empty] | TRUE | Conforme
SNSL0224 | SL3416 | SL_MBOUMBA | Silver | 3:30 | 12600 | 16.18528 | -14.015 | SAINT LOUIS | TRUE | Bi-Monthly | PM_Ourossogui | CM_Ourossogui | Ahmadou Bamba Diallo | Ibrahima GUEYE | Amadou Corop Mballo |  | Alioune Ibn Abi Talib Ndoye | Mame Bourama Diatta | Région | FALSE | [12 empty] | Senelec | RUT956 | Online | FALSE | TRUE | Greenfield | Outdoor | Guyed Mast | 45 | 6 | FALSE | 1 | Free | 0 | 35003820 |  |  |  |  | Delta Rev12 | 4 | module1: DPR 3000B-48; module2: DPR 3000B-48; module3: DPR 3000B-48; module4: DPR 3000B-48 | 12000 | Lithium | Leoch 48V-TB | 48V | 100Ah | 400Ah | 4 | 21 | Bonne | FALSE | [10 empty] | TRUE | Conforme
SNSL0937 | SL3419 | SL_HYDROBASE | Silver | 2:45 | 9900 | 16.000197 | -16.508641 | SAINT LOUIS | TRUE | Bi-Monthly | PM_SL-Dagana-Dioum | CM_St-Louis | Babacar Moussa Gaye | Simon Waly Diouf | Ababacar Moussa Niang |  | Alioune Ibn Abi Talib Ndoye | Mame Bourama Diatta | Région | FALSE | [12 empty] | Senelec | RUT956 | Offline | FALSE | TRUE | Greenfield | Outdoor | Self Support Tower | 18 | 2 | FALSE | 1 | Free | 0 | 30015773 |  |  |  |  | Delta Rev10 | 3 | module1: DPR 2900B-48; module2: DPR 2900B-48; module3: DPR 2900B-48 | 8700 | Lithium | Leoch 48V-TB | 48V | 150Ah | 1050Ah | 7 | 44 | Bonne | FALSE | [10 empty] | TRUE | Conforme
SNSL0500 | SL3420 | SL_MBANE | Silver | 3:30 | 12600 | 16.26822 | -15.79272 | SAINT LOUIS | TRUE | Bi-Monthly | PM_SL-Dagana-Dioum | CM_Dagana | Babacar Moussa Gaye | Simon Waly Diouf | Alboury Ndong |  | Alioune Ibn Abi Talib Ndoye | Mame Bourama Diatta | Région | FALSE | [12 empty] | Senelec | Pas de RMS | Pas de RMS | FALSE | TRUE | Greenfield | Outdoor | Guyed Mast | 60 | 0 | FALSE | 1 | Free | 0 | 35003264 |  |  |  |  | Enclosure 6130 | 3 | module1: MR 3000B-48; module2: MR 3000B-48; module3: MR 3000B-48; module9: 9000 | 9000 | Lithium | Leoch 48V-TB | 48V | 100Ah | 400Ah | 4 | 20 | Bonne | FALSE | [10 empty] | TRUE | Conforme
SNSL0652 | SL3423 | SL_LEONA | Silver | 2:45 | 9900 | 16.01889 | -16.49178 | SAINT LOUIS | TRUE | Bi-Monthly | PM_SL-Dagana-Dioum | CM_St-Louis | Babacar Moussa Gaye | Simon Waly Diouf | Ababacar Moussa Niang |  | Alioune Ibn Abi Talib Ndoye | Mame Bourama Diatta | Région | FALSE | [12 empty] | Senelec | RUT955 | Online | FALSE | TRUE | Greenfield | Outdoor | Self Support Tower | 18 | 0 | FALSE | 1 | Free | 0 | 30031832 |  |  |  |  | Delta Rev10 | 5 | module1: DPR 2900B-48; module2: DPR 2900B-48; module3: DPR 2900B-48; module4: DPR 2900B-48; module5: DPR 2900B-48 | 14500 | Lithium | Leoch 48V-TB | 48V | 100Ah | 400Ah | 4 | 55 | Bonne | FALSE | [10 empty] | TRUE | Conforme
SNSL0653 | SL3424 | SL_SOR_DIAGNE | Silver | 2:45 | 9900 | 16.00986 | -16.49072 | SAINT LOUIS | TRUE | Bi-Monthly | PM_SL-Dagana-Dioum | CM_St-Louis | Babacar Moussa Gaye | Simon Waly Diouf | Ababacar Moussa Niang |  | Alioune Ibn Abi Talib Ndoye | Mame Bourama Diatta | Région | FALSE | [12 empty] | Senelec | RUT955 | Online | FALSE | TRUE | Greenfield | Outdoor | Self Support Tower | 25 | 0 | FALSE | 1 | Free | 0 | 30033385 |  |  |  |  | Delta Rev10 | 5 | module1: DPR 2900B-48; module2: DPR 2900B-48; module3: DPR 2900B-48; module4: DPR 2900B-48; module5: DPR 2900B-48 | 14500 | OpZs(Acide) | Classic | 2V | 1080Ah | 1080Ah | 24 | 52 | Bonne | FALSE | [10 empty] | TRUE | Conforme
SNSL0078 | SL3425 | SL_GANDIOLE | Silver | 2:45 | 9900 | 15.89411 | -16.50172 | SAINT LOUIS | TRUE | Bi-Monthly | PM_SL-Dagana-Dioum | CM_St-Louis | Babacar Moussa Gaye | Simon Waly Diouf | Ababacar Moussa Niang |  | Alioune Ibn Abi Talib Ndoye | Mame Bourama Diatta | Région | FALSE | [12 empty] | Senelec | RUT956 | Online | FALSE | TRUE | Greenfield | Outdoor | Guyed Mast | 60 | 0 | FALSE | 1 | Free | 0 | 35001547 |  |  |  |  | Enclosure 6130 | 4 | module1: MR 3000B-48; module2: MR 3000B-48; module3: MR 3000B-48; module4: MR 3000B-48; module9: 12000 | 12000 | OpZs(Acide) | Classic | 2V | 1990Ah | 1990Ah | 24 | 36 | Bonne | FALSE | [10 empty] | TRUE | Conforme
SNSL0079 | SL3427 | SL_EAU_CLAIRE | Silver | 2:45 | 9900 | 16.02453 | -16.48445 | SAINT LOUIS | TRUE | Bi-Monthly | PM_SL-Dagana-Dioum | CM_St-Louis | Babacar Moussa Gaye | Simon Waly Diouf | Ababacar Moussa Niang |  | Alioune Ibn Abi Talib Ndoye | Mame Bourama Diatta | Région | FALSE | [12 empty] | Senelec | RUT956 | Online | FALSE | TRUE | Greenfield | Outdoor | Self Support Tower | 18 | 5 | FALSE | 1 | Free | 0 | 30033384 |  |  |  |  | Delta Rev12 | 3 | module1: DPR 3000B-48; module2: DPR 3000B-48; module3: DPR 3000B-48 | 9000 | Lithium | Leoch 48V-TB | 48V | 100Ah | 600Ah | 6 | 36 | Bonne | FALSE | [10 empty] | TRUE | Conforme
SNSL1140 | SL3437 | SL_PIKINE_ST_LOUIS | Silver | 2:45 | 9900 | 15.99617 | -16.48753 | SAINT LOUIS | TRUE | Bi-Monthly | PM_SL-Dagana-Dioum | CM_St-Louis | Babacar Moussa Gaye | Simon Waly Diouf | Ababacar Moussa Niang |  | Alioune Ibn Abi Talib Ndoye | Mame Bourama Diatta | Région | FALSE | [12 empty] | Senelec | Pas de RMS | Pas de RMS | FALSE | TRUE | Rooftop | Outdoor | Self Support Tower | 9 | 3 | FALSE | 1 | Free | 0 | 35001265 |  |  |  |  | RBS 6102 | 4 | module1: PSU AC03 - 2500; module2: PSU AC03 - 2500; module3: PSU AC01 - 1800; module4: PSU AC01 - 1800 | 8600 | Lithium | Leoch 48V-TB | 48V | 100Ah | 400Ah | 4 | 55 | A changer | FALSE | [10 empty] | TRUE | Conforme
SNSL0460 | SL3453 | SL_DEBI | Silver | 3:30 | 12600 | 16.4687067 | -16.28091139 | SAINT LOUIS | TRUE | Bi-Monthly | PM_SL-Dagana-Dioum | CM_Dagana | Babacar Moussa Gaye | Simon Waly Diouf | Alboury Ndong |  | Alioune Ibn Abi Talib Ndoye | Mame Bourama Diatta | Région | FALSE | [12 empty] | Comasel | RUT956 | Offline | FALSE | TRUE | Greenfield | Outdoor | Self Support Tower | 60 | 0 | FALSE | 1 | Free | 0 | 14408348895 |  |  |  |  | Enclosure 6130 | 4 | module1: MR 3000B-48; module2: MR 3000B-48; module3: MR 3000B-48; module4: MR 3000B-48; module9: 12000 | 12000 | OpZs(Acide) | Eternity | 2V | 1070Ah | 1070Ah | 24 | 27 | A tester | FALSE | [10 empty] | TRUE | Conforme
SNSL0458 | SL3455 | SL_NDIAGUE | Silver | 3:30 | 12600 | 16.4664 | -15.6801 | SAINT LOUIS | TRUE | Bi-Monthly | PM_SL-Dagana-Dioum | CM_Dagana | Babacar Moussa Gaye | Simon Waly Diouf | Alboury Ndong |  | Alioune Ibn Abi Talib Ndoye | Mame Bourama Diatta | Région | FALSE | [12 empty] | Senelec | Pas de RMS | Pas de RMS | FALSE | TRUE | Rooftop | Outdoor | Self Support Tower | 12 | 0 | FALSE | 1 | Free | 0 | 30014940 |  |  |  |  | Delta Rev12 | 4 | module1: DPR 3000B-48; module2: DPR 3000B-48; module3: DPR 3000B-48; module4: DPR 3000B-48 | 12000 | OpZs(Acide) | Classic | 2V | 1080Ah | 1080Ah | 24 | 24 | Bonne | FALSE | [10 empty] | TRUE | Conforme
SNSL0755 | SL3456 | SL_RICH_TOLL_NDIANGUE | Silver | 3:30 | 12600 | 16.474193 | -15.717638 | SAINT LOUIS | TRUE | Bi-Monthly | PM_SL-Dagana-Dioum | CM_Dagana | Babacar Moussa Gaye | Simon Waly Diouf | Alboury Ndong |  | Alioune Ibn Abi Talib Ndoye | Mame Bourama Diatta | Région | FALSE | [12 empty] | Senelec | Pas de RMS | Pas de RMS | FALSE | TRUE | Rooftop | Outdoor | Self Support Tower | 12 | 0 | FALSE | 1 | Free | 0 | 300114940 |  |  |  |  | Delta Rev12 | 4 | module1: DPR 3000B-48; module2: DPR 3000B-48; module3: DPR 3000B-48; module4: DPR 3000B-48 | 12000 | OpZs(Acide) | Classic | 2V | 1080Ah | 1080Ah | 24 | 25 | Bonne | FALSE | [10 empty] | TRUE | Conforme
SNSL0611 | SL3458 | SL_DJOUDJ | Silver | 3:30 | 12600 | 16.331622 | -16.296412 | SAINT LOUIS | TRUE | Bi-Monthly | PM_SL-Dagana-Dioum | CM_St-Louis | Babacar Moussa Gaye | Simon Waly Diouf | Ababacar Moussa Niang |  | Alioune Ibn Abi Talib Ndoye | Mame Bourama Diatta | Région | FALSE | [12 empty] | Comasel | RUT956 | Online | FALSE | TRUE | Greenfield | Outdoor | Self Support Tower | 45 | 1 | FALSE | 1 | Free | 0 | 14254328868 |  |  |  |  | Enclosure 6130 | 4 | module1: MR 3000B-48; module2: MR 3000B-48; module3: MR 3000B-48; module4: MR 3000B-48; module9: 12000 | 12000 | OpZs(Acide) | Classic | 2V | 1990Ah | 1990Ah | 24 | 26 | Bonne | FALSE | [10 empty] | TRUE | Conforme
SNSL0179 | SL3460 | SL_SIOURE | Silver | 3:30 | 12600 | 16.452188 | -14.14188 | SAINT LOUIS | TRUE | Bi-Monthly | PM_Ourossogui | CM_Ourossogui | Ahmadou Bamba Diallo | Ibrahima GUEYE | Amadou Corop Mballo |  | Alioune Ibn Abi Talib Ndoye | Mame Bourama Diatta | Région | FALSE | [12 empty] | Comasel | Pas de RMS | Pas de RMS | FALSE | TRUE | Greenfield | Outdoor | Self Support Tower | 45 | 1 | FALSE | 1 | Free | 0 | 14254327993 |  |  |  |  | Enclosure 6130 | 4 | module1: MR 3000B-48; module2: MR 3000B-48; module3: MR 3000B-48; module4: MR 3000B-48; module9: 12000 | 12000 | OpZs(Acide) | Classic | 2V | 1080Ah | 1080Ah | 24 | 23 | Bonne | FALSE | [10 empty] | TRUE | Conforme
SNSL0970 | SL3461 | SL_GUEDE_VILLAGE | Silver | 3:30 | 12600 | 16.52611 | -14.80861 | SAINT LOUIS | TRUE | Bi-Monthly | PM_SL-Dagana-Dioum | CM_Dagana | Babacar Moussa Gaye | Simon Waly Diouf | Alboury Ndong |  | Alioune Ibn Abi Talib Ndoye | Mame Bourama Diatta | Région | FALSE | [12 empty] | Senelec | RUT956 | Online | FALSE | TRUE | Greenfield | Outdoor | Guyed Mast | 45 | 16 | FALSE | 1 | Free | 0 | 35065379 |  |  |  |  | Delta Rev12 | 4 | module1: DPR 3000B-48; module2: DPR 3000B-48; module3: DPR 3000B-48; module4: DPR 3000B-48 | 12000 | Lithium | Leoch 48V-TB | 48V | 100Ah | 400Ah | 4 | 24 | Bonne | FALSE | [10 empty] | TRUE | Conforme
SNSL0226 | SL3463 | SL_NDIERBA | Silver | 3:30 | 12600 | 16.52445 | -15.31722 | SAINT LOUIS | TRUE | Bi-Monthly | PM_SL-Dagana-Dioum | CM_Dagana | Babacar Moussa Gaye | Simon Waly Diouf | Alboury Ndong |  | Alioune Ibn Abi Talib Ndoye | Mame Bourama Diatta | Région | FALSE | [12 empty] | Senelec | RUT956 | Offline | FALSE | TRUE | Greenfield | Outdoor | Guyed Mast | 45 | 24 | FALSE | 1 | Free | 0 | 14213399729 |  |  |  |  | Delta Rev10 | 3 | module1: DPR 2900B-48; module2: DPR 2900B-48; module3: DPR 2900B-48 | 8700 | Lithium | Leoch 48V-TB | 48V | 100Ah | 400Ah | 4 | 22 | Bonne | FALSE | [10 empty] | TRUE | Conforme
SNSL0804 | SL3464 | SL_MEDINA_NDIATBE | Silver | 3:30 | 12600 | 16.28625 | -14.1385 | SAINT LOUIS | TRUE | Bi-Monthly | PM_Ourossogui | CM_Ourossogui | Ahmadou Bamba Diallo | Ibrahima GUEYE | Amadou Corop Mballo |  | Alioune Ibn Abi Talib Ndoye | Mame Bourama Diatta | Région | FALSE | [12 empty] | Senelec | RUT956 | Online | FALSE | TRUE | Greenfield | Outdoor | Guyed Mast | 60 | 6 | FALSE | 1 | Free | 0 | 35014609 |  |  |  |  | Delta Rev12 | 4 | module1: DPR 3000B-48; module2: DPR 3000B-48; module3: DPR 3000B-48; module4: DPR 3000B-48 | 12000 | Lithium | Leoch 48V-TB | 48V | 100Ah | 400Ah | 4 | 28 | Bonne | FALSE | [10 empty] | TRUE | Conforme
SNSL1141 | SL3465 | SL_NDIAYE | Silver | 3:30 | 12600 | 16.18609 | -16.26917 | SAINT LOUIS | TRUE | Bi-Monthly | PM_SL-Dagana-Dioum | CM_St-Louis | Babacar Moussa Gaye | Simon Waly Diouf | Ababacar Moussa Niang |  | Alioune Ibn Abi Talib Ndoye | Mame Bourama Diatta | Région | FALSE | [12 empty] | Senelec | RUT956 | Online | FALSE | TRUE | Greenfield | Outdoor | Guyed Mast | 42 | 4 | FALSE | 1 | Free | 0 | 30100214 |  |  |  |  | Delta Rev12 | 3 | module1: DPR 3000B-48; module2: DPR 3000B-48; module3: DPR 3000B-48 | 9000 | Lithium | Leoch 48V-TB | 48V | 100Ah | 400Ah | 4 | 30 | Bonne | FALSE | [10 empty] | TRUE | Conforme
SNSL0654 | SL3469 | SL_BALACOSS | Silver | 2:45 | 9900 | 16.02645 | -16.49213 | SAINT LOUIS | TRUE | Bi-Monthly | PM_SL-Dagana-Dioum | CM_St-Louis | Babacar Moussa Gaye | Simon Waly Diouf | Ababacar Moussa Niang |  | Alioune Ibn Abi Talib Ndoye | Mame Bourama Diatta | Région | FALSE | [12 empty] | Senelec | Pas de RMS | Pas de RMS | FALSE | TRUE | Rooftop | Outdoor | Self Support Tower | 12 | 0 | FALSE | 1 | Free | 0 | 35005419 |  |  |  |  | RBS 6102 | 3 | module1: PSU AC03 - 2500; module2: PSU AC03 - 2500; module3: PSU AC03 - 2500 | 7500 | OpZs(Acide) | Classic | 2V | 1080Ah | 1080Ah | 24 | 47 | Bonne | FALSE | [10 empty] | TRUE | Conforme
SNSL0756 | SL3472 | SL_DARA_HALAYBE | Silver | 3:30 | 12600 | 16.62999 | -14.40393 | SAINT LOUIS | TRUE | Bi-Monthly | PM_SL-Dagana-Dioum | CM_Dagana | Babacar Moussa Gaye | Simon Waly Diouf | Alboury Ndong |  | Alioune Ibn Abi Talib Ndoye | Mame Bourama Diatta | Région | FALSE | [12 empty] | Comasel | RUT955 | Online | FALSE | TRUE | Greenfield | Outdoor | Self Support Tower | 45 | 0 | FALSE | 1 | Free | 0 | 14254328207 |  |  |  |  | Delta Rev12 | 5 | module1: DPR 3000B-48; module2: DPR 3000B-48; module3: DPR 3000B-48; module4: DPR 3000B-48; module5: DPR 3000B-48 | 15000 | Lithium | Leoch 48V-TB | 48V | 100Ah | 900Ah | 9 | 57 | Bonne | FALSE | [10 empty] | TRUE | Conforme
SNSL1089 | SL3475 | SL_DOUE | Silver | 3:30 | 12600 | 16.647115 | -15.07055 | SAINT LOUIS | TRUE | Bi-Monthly | PM_SL-Dagana-Dioum | CM_Dagana | Babacar Moussa Gaye | Simon Waly Diouf | Alboury Ndong |  | Alioune Ibn Abi Talib Ndoye | Mame Bourama Diatta | Région | FALSE | [12 empty] | Comasel | Pas de RMS | Pas de RMS | FALSE | TRUE | Greenfield | Outdoor | Self Support Tower | 45 | 1 | FALSE | 1 | Free | 0 | 14254328785 |  |  |  |  | RBS 6101 | 4 | module1: PSU AC03 - 2500; module2: PSU AC03 - 2500; module3: PSU AC03 - 2500; module4: PSU AC03 - 2500 | 10000 | OpZs(Acide) | Classic | 2V | 1080Ah | 1080Ah | 24 | 27 | Bonne | FALSE | [10 empty] | TRUE | Conforme
SNSL0036 | SL3480 | SL_CITE_NIAKH | Silver | 2:45 | 9900 | 16.016392 | -16.484723 | SAINT LOUIS | TRUE | Bi-Monthly | PM_SL-Dagana-Dioum | CM_St-Louis | Babacar Moussa Gaye | Simon Waly Diouf | Ababacar Moussa Niang |  | Alioune Ibn Abi Talib Ndoye | Mame Bourama Diatta | Région | FALSE | [12 empty] | Senelec | Pas de RMS | Pas de RMS | FALSE | TRUE | Rooftop | Outdoor | Self Support Tower | 12 | 0 | FALSE | 1 | Free | 0 | 35003198 |  |  |  |  | Enclosure 6130 | 4 | module1: MR 3000B-48; module2: MR 3000B-48; module3: MR 3000B-48; module4: MR 3000B-48; module9: 12000 | 12000 | OpZs(Acide) | Classic | 2V | 1080Ah | 1080Ah | 24 | 24 | Bonne | FALSE | [10 empty] | TRUE | Conforme
SNSL0919 | SL3481 | SL_CITE_BAMBARA | Silver | 2:45 | 9900 | 16.025632 | -16.474673 | SAINT LOUIS | TRUE | Bi-Monthly | PM_SL-Dagana-Dioum | CM_St-Louis | Babacar Moussa Gaye | Simon Waly Diouf | Ababacar Moussa Niang |  | Alioune Ibn Abi Talib Ndoye | Mame Bourama Diatta | Région | FALSE | [12 empty] | Senelec | Pas de RMS | Pas de RMS | FALSE | TRUE | Rooftop | Outdoor | Self Support Tower | 12 | 0 | FALSE | 1 | Free | 0 | 30012346 |  |  |  |  | Delta Rev12 | 4 | module1: DPR 3000B-48; module2: DPR 3000B-48; module3: DPR 3000B-48; module4: DPR 3000B-48 | 12000 | OpZs(Acide) | Classic | 2V | 1080Ah | 1080Ah | 24 | 28 | Bonne | FALSE | [10 empty] | TRUE | Conforme
SNSL0994 | SL3482 | SL_UGB_SANAR | Silver | 2:45 | 9900 | 16.047994 | -16.429517 | SAINT LOUIS | TRUE | Bi-Monthly | PM_SL-Dagana-Dioum | CM_St-Louis | Babacar Moussa Gaye | Simon Waly Diouf | Ababacar Moussa Niang |  | Alioune Ibn Abi Talib Ndoye | Mame Bourama Diatta | Région | FALSE | [12 empty] | Senelec | Pas de RMS | Pas de RMS | FALSE | TRUE | Rooftop | Outdoor | Self Support Tower | 9 | 0 | FALSE | 1 | Free | 0 | 35002254 |  |  |  |  | Enclosure 6130 | 4 | module1: MR 3000B-48; module2: MR 3000B-48; module3: MR 3000B-48; module4: MR 3000B-48; module9: 12000 | 12000 | OpZs(Acide) | Classic | 2V | 1080Ah | 1080Ah | 24 | 23 | Bonne | FALSE | [10 empty] | TRUE | Conforme
SNSL0757 | SL3484 | SL_LE_CHATEAU | Silver | 2:45 | 9900 | 16.028567 | -16.508772 | SAINT LOUIS | TRUE | Bi-Monthly | PM_SL-Dagana-Dioum | CM_St-Louis | Babacar Moussa Gaye | Simon Waly Diouf | Ababacar Moussa Niang |  | Alioune Ibn Abi Talib Ndoye | Mame Bourama Diatta | Région | FALSE | [12 empty] | Senelec | Pas de RMS | Pas de RMS | FALSE | TRUE | Rooftop | Outdoor | Self Support Tower | 9 | 0 | FALSE | 1 | Free | 0 | 35017375 |  |  |  |  | RBS 6101 | 4 | module1: PSU AC01 - 1800; module2: PSU AC01 - 1800; module3: PSU AC01 - 1800; module4: PSU AC01 - 1800 | 7200 | OpZs(Acide) | Classic | 2V | 1080Ah | 1080Ah | 24 | 33 | Bonne | FALSE | [10 empty] | TRUE | Conforme
SNSL1090 | SL3485 | SL_QUAI_DE_PECHE | Silver | 2:45 | 9900 | 15.988982 | -16.510806 | SAINT LOUIS | TRUE | Bi-Monthly | PM_SL-Dagana-Dioum | CM_St-Louis | Babacar Moussa Gaye | Simon Waly Diouf | Ababacar Moussa Niang |  | Alioune Ibn Abi Talib Ndoye | Mame Bourama Diatta | Région | FALSE | [12 empty] | Senelec | Pas de RMS | Pas de RMS | FALSE | TRUE | Rooftop | Outdoor | Self Support Tower | 12 | 0 | FALSE | 1 | Free | 0 | 30012347 |  |  |  |  | Enclosure 6130 | 4 | module1: MR 3000B-48; module2: MR 3000B-48; module3: MR 3000B-48; module4: MR 3000B-48; module9: 12000 | 12000 | OpZs(Acide) | Classic | 2V | 1080Ah | 1080Ah | 24 | 23 | Bonne | FALSE | [10 empty] | TRUE | Conforme
SNSL0109 | SL3489 | SL_SANAR_UNIVERSITE | Silver | 2:45 | 9900 | 16.067063 | -16.423575 | SAINT LOUIS | TRUE | Bi-Monthly | PM_SL-Dagana-Dioum | CM_St-Louis | Babacar Moussa Gaye | Simon Waly Diouf | Ababacar Moussa Niang |  | Alioune Ibn Abi Talib Ndoye | Mame Bourama Diatta | Région | FALSE | [12 empty] | Senelec | Pas de RMS | Pas de RMS | FALSE | TRUE | Greenfield | Outdoor | Self Support Tower | 35 | 0 | FALSE | 1 | Free | 0 | 35014313 |  |  |  |  | Enclosure 6130 | 4 | module1: MR 3000B-48; module2: MR 3000B-48; module3: MR 3000B-48; module4: MR 3000B-48; module9: 12000 | 12000 | OpZs(Acide) | Eternity | 2V | 1070Ah | 1070Ah | 24 | 35 | A tester | FALSE | [10 empty] | TRUE | Conforme
SNSL0502 | SL3493 | SL_BANGO | Silver | 2:45 | 9900 | 16.06132 | -16.44811 | SAINT LOUIS | TRUE | Bi-Monthly | PM_SL-Dagana-Dioum | CM_St-Louis | Babacar Moussa Gaye | Simon Waly Diouf | Ababacar Moussa Niang |  | Alioune Ibn Abi Talib Ndoye | Mame Bourama Diatta | Région | FALSE | [12 empty] | Solaire - Senelec | RUT955 | Online | FALSE | TRUE | Greenfield | Outdoor | Self Support Tower | 45 | 0 | FALSE | 1 | Free | 0 | 35003197 |  |  |  |  | Delta Rev10 | 5 | module1: DPR 2900B-48; module2: DPR 2900B-48; module3: DPR 2900B-48; module4: DPR 2900B-48; module5: DPR 2900B-48 | 14500 | Lithium | Leoch 48V-TB | 48V | 100Ah | 400Ah | 4 | 86 | Bonne | FALSE | [10 empty] | TRUE | Conforme
SNSL1143 | SL3497 | SL_GAE_TIVAOUANE | Silver | 3:30 | 12600 | 16.57729 | -15.44929 | SAINT LOUIS | TRUE | Bi-Monthly | PM_SL-Dagana-Dioum | CM_Dagana | Babacar Moussa Gaye | Simon Waly Diouf | Alboury Ndong |  | Alioune Ibn Abi Talib Ndoye | Mame Bourama Diatta | Région | FALSE | [12 empty] | Senelec | Pas de RMS | Pas de RMS | FALSE | TRUE | Greenfield | Outdoor | Self Support Tower | 45 | 0 | FALSE | 1 | Free | 0 | 35006446 |  |  |  |  | RBS 6101 | 4 | module1: PSU AC03 - 2500; module2: PSU AC03 - 2500; module3: PSU AC03 - 2500; module4: PSU AC03 - 2500 | 10000 | OpZs(Acide) | Classic | 2V | 1080Ah | 1080Ah | 24 | 26 | Bonne | FALSE | [10 empty] | TRUE | Conforme
SNSL0806 | SL3499 | SL_RICH_TOLL_GADAL | Silver | 3:30 | 12600 | 16.46443 | -15.6953 | SAINT LOUIS | TRUE | Bi-Monthly | PM_SL-Dagana-Dioum | CM_Dagana | Babacar Moussa Gaye | Simon Waly Diouf | Alboury Ndong |  | Alioune Ibn Abi Talib Ndoye | Mame Bourama Diatta | Région | FALSE | [12 empty] | Senelec | RUT955 | Online | FALSE | TRUE | Greenfield | Outdoor | Self Support Tower | 35 | 2 | FALSE | 1 | Free | 0 | 35007303 |  |  |  |  | Delta Rev12 | 5 | module1: DPR 3000B-48; module2: DPR 3000B-48; module3: DPR 3000B-48; module4: DPR 3000B-48; module5: DPR 3000B-48 | 15000 | Lithium | Leoch 48V-TB | 48V | 100Ah | 900Ah | 9 | 138 | Bonne | FALSE | [10 empty] | TRUE | Conforme
SNSL0655 | SL3510 | SL_STL_PIKINE | Silver | 2:45 | 9900 | 16.00356 | -16.49659 | SAINT LOUIS | TRUE | Bi-Monthly | PM_SL-Dagana-Dioum | CM_St-Louis | Babacar Moussa Gaye | Simon Waly Diouf | Ababacar Moussa Niang |  | Alioune Ibn Abi Talib Ndoye | Mame Bourama Diatta | Région | FALSE | [12 empty] | Senelec | Pas de RMS | Pas de RMS | FALSE | TRUE | Greenfield | Outdoor | Self Support Tower | 25 | 0 | FALSE | 1 | Free | 0 | 30000791 |  |  |  |  | RBS 6101 | 3 | module1: PSU AC03 - 2500; module2: PSU AC03 - 2500; module3: PSU AC03 - 2500 | 7500 | Lithium | Leoch 48V-TB | 48V | 100Ah | 400Ah | 4 | 40 | Bonne | FALSE | [10 empty] | TRUE | Conforme
SNSL0619 | SL3518 | SL_VAUVERT | Silver | 2:45 | 9900 | 16.03424 | -16.47014 | SAINT LOUIS | TRUE | Bi-Monthly | PM_SL-Dagana-Dioum | CM_St-Louis | Babacar Moussa Gaye | Simon Waly Diouf | Ababacar Moussa Niang |  | Alioune Ibn Abi Talib Ndoye | Mame Bourama Diatta | Région | FALSE | [12 empty] | Senelec | Pas de RMS | Pas de RMS | FALSE | TRUE | Greenfield | Outdoor | Self Support Tower | 25 | 0 | FALSE | 1 | Free | 0 | 35003192 |  |  |  |  | RBS 6101 | 3 | module1: PSU AC03 - 2500; module2: PSU AC03 - 2500; module3: PSU AC03 - 2500 | 7500 | Lithium | Leoch 48V-TB | 48V | 100Ah | 600Ah | 6 | 38 | Bonne | FALSE | [10 empty] | TRUE | Conforme
SNSL0365 | SL3520 | SL_NGALLELE | Silver | 2:45 | 9900 | 16.03823 | -16.4448 | SAINT LOUIS | TRUE | Bi-Monthly | PM_SL-Dagana-Dioum | CM_St-Louis | Babacar Moussa Gaye | Simon Waly Diouf | Ababacar Moussa Niang |  | Alioune Ibn Abi Talib Ndoye | Mame Bourama Diatta | Région | FALSE | [12 empty] | Senelec | RUT956 | Online | FALSE | TRUE | Greenfield | Outdoor | Self Support Tower | 35 | 1 | FALSE | 1 | Free | 0 | 35008551 |  |  |  |  | Delta Rev10 | 3 | module1: DPR 2900B-48; module2: DPR 2900B-48; module3: DPR 2900B-48 | 8700 | Lithium | Leoch 48V-TB | 48V | 100Ah | 400Ah | 4 | 33 | Bonne | FALSE | [10 empty] | TRUE | Conforme
SNSL0656 | SL3521 | SL_NDIONGUENE | Silver | 3:30 | 12600 | 16.52625 | -15.40137 | SAINT LOUIS | TRUE | Bi-Monthly | PM_SL-Dagana-Dioum | CM_Dagana | Babacar Moussa Gaye | Simon Waly Diouf | Alboury Ndong |  | Alioune Ibn Abi Talib Ndoye | Mame Bourama Diatta | Région | FALSE | [12 empty] | Senelec | Pas de RMS | Pas de RMS | FALSE | TRUE | Greenfield | Outdoor | Self Support Tower | 45 | 1 | FALSE | 1 | Free | 0 | 35002398 |  |  |  |  | Delta Rev10 | 4 | module1: DPR 2900B-48; module2: DPR 2900B-48; module3: DPR 2900B-48; module4: DPR 2900B-48 | 11600 | Lithium | Leoch 48V-TB | 48V | 100Ah | 600Ah | 6 | 18 | Bonne | FALSE | [10 empty] | TRUE | Conforme
SNSL1520 | SL3551 | SL_NTIAGO | Silver | 2:45 | 9900 | 16.39538 | -15.71697 | SAINT LOUIS | TRUE | Bi-Monthly | PM_SL-Dagana-Dioum | CM_Dagana | Babacar Moussa Gaye | Simon Waly Diouf | Alboury Ndong |  | Alioune Ibn Abi Talib Ndoye | Mame Bourama Diatta | Région | FALSE | [12 empty] | Solaire - Senelec | RUT955 | Online | FALSE | TRUE | Greenfield | Outdoor | Self Support Tower | 50 | 1 | FALSE | 1 | Free | 0 | 35006686 |  |  |  |  | Delta Rev12 | 6 | DPR 3000B-48 | DPR 3000B-48 | DPR 3000B-48 | DPR 3000B-48 | DPR 3000B-48 | DPR 3000B-48 |  |  |  | 18000 | Lithium | Leoch 48V-TB | 48V | 100Ah | 600Ah | 6 | 24 | Bonne | FALSE | [10 empty] | TRUE | Conforme
SNSL1516 | SL3552 | DK_FASS NGOM | Silver | 2:45 | 9900 | 15.92943 | -16.32315 | SAINT LOUIS | TRUE | Bi-Monthly | PM_SL-Dagana-Dioum | CM_St-Louis | Babacar Moussa Gaye | Simon Waly Diouf | Ababacar Moussa Niang |  | Alioune Ibn Abi Talib Ndoye | Mame Bourama Diatta | Région | FALSE | [12 empty] | Solaire - Senelec | RUT955 | Online | FALSE | TRUE | Greenfield | Outdoor | Self Support Tower | 50 | 0 | FALSE | 1 | Free | 0 | 35011101 |  |  |  |  | Delta Rev10 | 6 | DPR 2900B-48 | DPR 2900B-48 | DPR 2900B-48 | DPR 2900B-48 | DPR 2900B-48 | DPR 2900B-48 |  |  |  | 17400 | Lithium | Leoch 48V-TB | 48V | 100Ah | 400Ah | 4 | 32 | Bonne | FALSE | [10 empty] | TRUE | Conforme
SNSL1501 | SL3553 | SL_TILENE | Silver | 2:45 | 9900 | 16.26599537 | -16.18048578 | SAINT LOUIS | TRUE | Bi-Monthly | PM_SL-Dagana-Dioum | CM_St-Louis | Babacar Moussa Gaye | Simon Waly Diouf | Ababacar Moussa Niang |  | Alioune Ibn Abi Talib Ndoye | Mame Bourama Diatta | Région | FALSE | [12 empty] | Senelec | RUT955 | Online | FALSE | TRUE | Greenfield | Outdoor | Self Support Tower | 42 | 2 | FALSE | 1 | Free | 0 | 35017581 |  |  |  |  | Delta Rev10 | 5 | module1: DPR 2900B-48; module2: DPR 2900B-48; module3: DPR 2900B-48; module4: DPR 2900B-48; module5: DPR 2900B-48 | 14500 | Lithium | Leoch 48V-TB | 48V | 100Ah | 300Ah | 3 | 22 | A renforcer | FALSE | [10 empty] | TRUE | Conforme
SNSL1568 | SL3568 | SL_TAREDJI | Silver | 3:30 | 12600 | 16.524991 | -14.860238 | SAINT LOUIS | TRUE | Bi-Monthly | PM_SL-Dagana-Dioum | CM_Dagana | Babacar Moussa Gaye | Simon Waly Diouf | Alboury Ndong |  | Alioune Ibn Abi Talib Ndoye | Mame Bourama Diatta | Région | FALSE | [12 empty] | Senelec | RUT955 | Online | FALSE | TRUE | Greenfield | Outdoor | Self Support Tower | 50 | 0 | FALSE | 1 | Free | 0 | 35015598 |  |  |  |  | Delta Rev12 | 3 | module1: DPR 3000B-48; module2: DPR 3000B-48; module3: DPR 3000B-48 | 9000 | Lithium | Leoch 48V-TB | 48V | 100Ah | 400Ah | 4 | 18 | Bonne | FALSE | [10 empty] | TRUE | Conforme
SNSL1624 | SL3571 | SL_MBOUMBAYE | Silver | 2:45 | 9900 | 15.833333 | -16.5143 | SAINT-LOUIS | TRUE | Bi-Monthly | PM_SL-Dagana-Dioum | CM_Dagana | Babacar Moussa Gaye | Simon Waly Diouf | Alboury Ndong |  | Alioune Ibn Abi Talib Ndoye | Mame Bourama Diatta | Région | FALSE | [12 empty] | Comasel | RUT955 | Online | FALSE | TRUE | Greenfield | Outdoor | Self Support Tower | 60 | 0 | FALSE | 1 | Free | 0 | 0193200507542 |  |  |  |  | Delta Rev12 | 3 | module1: DPR 3000B-48; module2: DPR 3000B-48; module3: DPR 3000B-48 | 9000 | Lithium | Leoch 48V-TB | 48V | 100Ah | 400Ah | 4 | 29 | Bonne | FALSE | [10 empty] | TRUE | Conforme
SNSL1626 | SL3572 | SL_GANDO_NGAYE | Silver | 2:45 | 9900 | 16.02334997 | -16.35921858 | SAINT-LOUIS | TRUE | Bi-Monthly | PM_SL-Dagana-Dioum | CM_St-Louis | Babacar Moussa Gaye | Simon Waly Diouf | Ababacar Moussa Niang |  | Alioune Ibn Abi Talib Ndoye | Mame Bourama Diatta | Région | FALSE | [12 empty] | Comasel | RUT955 | Online | FALSE | TRUE | Greenfield | Outdoor | Self Support Tower | 60 | 0 | FALSE | 1 | Free | 0 | 14461703952 |  |  |  |  | Delta Rev12 | 3 | module1: DPR 3000B-48; module2: DPR 3000B-48; module3: DPR 3000B-48 | 9000 | Lithium | Leoch 48V-TB | 48V | 100Ah | 400Ah | 4 | 22 | Bonne | FALSE | [10 empty] | TRUE | Conforme
SNTH0355 | TH2013 | TH_MONTROLLAND | Silver | 2:45 | 9900 | 14.913987 | -16.981494 | THIES | TRUE | Bi-Monthly | PM_LG&Tiv | CM_Tivaouane | Ibrahima Ndiaye | Ousmane Beye | El Hadj Mbar Faye | Ismaila Seck | Bab Khory Ngom | Mame Bourama Diatta | Région | FALSE | [12 empty] | Senelec | RUT956 | Online | FALSE | TRUE | Greenfield | Outdoor | Guyed Mast | 60 | 0 | FALSE | 1 | Free | 0 | 30020184 |  |  |  |  | RBS 6101 | 4 | module1: PSU AC03 - 2500; module2: PSU AC03 - 2500; module3: PSU AC03 - 2500; module4: PSU AC03 - 2500 | 10000 | Lithium | Leoch 48V-TB | 48V | 100Ah | 400Ah | 4 | 27 | Bonne | FALSE | [10 empty] | TRUE | Conforme
SNTH0357 | TH2021 | TH_PEKESSE | Silver | 2:45 | 9900 | 15.1076 | -16.41886 | THIES | TRUE | Bi-Monthly | PM_Darou_Mousty | Mixte_Darou_Mousty | Saidou Ba |  | Talibouya Fall |  | Bab Khory Ngom | Mame Bourama Diatta | Région | FALSE | [12 empty] | Senelec | RUT955 | Online | FALSE | TRUE | Greenfield | Outdoor | Guyed Mast | 60 | 0 | FALSE | 1 | Free | 0 | 30030841 |  |  |  |  | Delta Rev10 | 5 | module1: DPR 2900B-48; module2: DPR 2900B-48; module3: DPR 2900B-48; module4: DPR 2900B-48; module5: DPR 2900B-48 | 14500 | Lithium | Leoch 48V-TB | 48V | 100Ah | 600Ah | 6 | 40 | Bonne | FALSE | [10 empty] | TRUE | Conforme
SNTH0646 | TH2024 | TH_TIVAOUANE2 | Gold | 2:45 | 9900 | 14.95653 | -16.81693 | THIES | TRUE | Monthly | PM_LG&Tiv | CM_Tivaouane | Ibrahima Ndiaye | Ousmane Beye | El Hadj Mbar Faye | Ismaila Seck | Bab Khory Ngom | Mame Bourama Diatta | Région | FALSE | [12 empty] | Senelec | RUT955 | Online | FALSE | TRUE | Rooftop | Outdoor | Guyed Mast | 12 | 2 | FALSE | 1 | Free | 0 | 35011111 |  |  |  |  | Delta Rev10 | 5 | module1: DPR 2900B-48; module2: DPR 2900B-48; module3: DPR 2900B-48; module4: DPR 2900B-48; module5: DPR 2900B-48 | 14500 | Lithium | Leoch 48V-TB | 48V | 100Ah | 1200Ah | 12 | 57 | Bonne | FALSE | [10 empty] | TRUE | Conforme
SNTH0496 | TH2029 | TH_KOUL | Silver | 2:45 | 9900 | 15.06883 | -16.62725 | THIES | TRUE | Bi-Monthly | PM_LG&Tiv | CM_Tivaouane | Ibrahima Ndiaye | Ousmane Beye | El Hadj Mbar Faye | Ismaila Seck | Bab Khory Ngom | Mame Bourama Diatta | Région | FALSE | [12 empty] | Senelec | RUT956 | Online | FALSE | TRUE | Greenfield | Outdoor | Guyed Mast | 42 | 2 | FALSE | 1 | Free | 0 | 14202452588 | Porte Fusible | F - 22x58 | 63 |  | Delta Rev12 | 4 | module1: DPR 3000B-48; module2: DPR 3000B-48; module3: DPR 3000B-48; module4: DPR 3000B-48 | 12000 | Lithium | Leoch 48V-TB | 48V | 100Ah | 400Ah | 4 | 10 | Bonne | FALSE | [10 empty] | TRUE | Conforme
SNTH1133 | TH2031 | TH_TAIBA_NDIAYE | Silver | 2:45 | 9900 | 15.03525 | -16.87122 | THIES | TRUE | Bi-Monthly | PM_LG&Tiv | CM_Tivaouane | Ibrahima Ndiaye | Ousmane Beye | El Hadj Mbar Faye | Ismaila Seck | Bab Khory Ngom | Mame Bourama Diatta | Région | FALSE | [12 empty] | Senelec | RUT955 | Online | FALSE | TRUE | Greenfield | Outdoor | Guyed Mast | 45 | 2 | FALSE | 1 | Free | 0 | 30033144 |  |  |  |  | Delta Rev12 | 5 | module1: DPR 3000B-48; module2: DPR 3000B-48; module3: DPR 3000B-48; module4: DPR 3000B-48; module5: DPR 3000B-48 | 15000 | Lithium | Leoch 48V-TB | 48V | 100Ah | 700Ah | 7 | 56 | Bonne | FALSE | [10 empty] | TRUE | Conforme
SNTH0072 | TH2033 | TH_THILMAKHA | Silver | 2:45 | 9900 | 15.03858 | -16.24869 | THIES | TRUE | Bi-Monthly | PM_Darou_Mousty | Mixte_Darou_Mousty | Saidou Ba |  | Talibouya Fall |  | Bab Khory Ngom | Mame Bourama Diatta | Région | FALSE | [12 empty] | Senelec | RUT956 | Online | FALSE | TRUE | Greenfield | Outdoor | Guyed Mast | 60 | 4 | FALSE | 1 | Free | 0 | 30030840 |  |  |  |  | Delta Rev12 | 4 | module1: DPR 3000B-48; module2: DPR 3000B-48; module3: DPR 3000B-48; module4: DPR 3000B-48 | 12000 | Lithium | Leoch 48V-TB | 48V | 100Ah | 600Ah | 6 | 33 | Bonne | FALSE | [10 empty] | TRUE | Conforme
SNTH0217 | TH2047 | TH_PAMBAL | Silver | 2:45 | 9900 | 14.96677 | -16.90072 | THIES | TRUE | Bi-Monthly | PM_LG&Tiv | CM_Tivaouane | Ibrahima Ndiaye | Ousmane Beye | El Hadj Mbar Faye | Ismaila Seck | Bab Khory Ngom | Mame Bourama Diatta | Région | FALSE | [12 empty] | Senelec | RUT955 | Online | FALSE | TRUE | Greenfield | Outdoor | Guyed Mast | 60 | 1 | FALSE | 1 | Free | 0 | 35011116 |  |  |  |  | Delta Rev10 | 5 | module1: DPR 2900B-48; module2: DPR 2900B-48; module3: DPR 2900B-48; module4: DPR 2900B-48; module5: DPR 2900B-48 | 14500 | Lithium | Leoch 48V-TB | 48V | 100Ah | 600Ah | 6 | 38 | Bonne | FALSE | [10 empty] | TRUE | Conforme
SNTH0498 | TH2066 | TH_LAM_LAM | Silver | 2:45 | 9900 | 14.896764 | -16.85637 | THIES | TRUE | Bi-Monthly | PM_LG&Tiv | CM_Tivaouane | Ibrahima Ndiaye | Ousmane Beye | El Hadj Mbar Faye | Ismaila Seck | Bab Khory Ngom | Mame Bourama Diatta | Région | FALSE | [12 empty] | Senelec | RUT955 | Online | FALSE | TRUE | Greenfield | Outdoor | Guyed Mast | 60 | 1 | FALSE | 1 | Free | 0 | 35002371 |  |  |  |  | Delta Rev10 | 6 | DPR 2900B-48 | DPR 2900B-48 | DPR 2900B-48 | DPR 2900B-48 | DPR 2900B-48 | DPR 2900B-48 |  |  |  | 17400 | Lithium | Leoch 48V-TB | 48V | 100Ah | 900Ah | 9 | 104 | Bonne | FALSE | [10 empty] | TRUE | Conforme
SNTH0965 | TH2068 | TH_TIV_GDE_MOSQUEE | Gold | 2:45 | 9900 | 14.949614 | -16.813881 | THIES | TRUE | Monthly | PM_LG&Tiv | CM_Tivaouane | Ibrahima Ndiaye | Ousmane Beye | El Hadj Mbar Faye | Ismaila Seck | Bab Khory Ngom | Mame Bourama Diatta | Région | FALSE | [12 empty] | Senelec | RUT956 | Online | FALSE | TRUE | Rooftop | Outdoor | Self Support Tower | 12 | 0 | FALSE | 1 | Free | 0 | 30043845 |  |  |  |  | Delta Rev12 | 6 | DPR 3000B-48 | DPR 3000B-48 | DPR 3000B-48 | DPR 3000B-48 | DPR 3000B-48 | DPR 3000B-48 |  |  |  | 18000 | Lithium | Leoch 48V-TB | 48V | 100Ah | 1100Ah | 11 | 29 | Bonne | FALSE | [10 empty] | TRUE | Conforme
SNTH1194 | TH2069 | TH_TIV_FOGNY2 | Silver | 2:45 | 9900 | 14.95539 | -16.80883 | THIES | TRUE | Bi-Monthly | PM_LG&Tiv | CM_Tivaouane | Ibrahima Ndiaye | Ousmane Beye | El Hadj Mbar Faye | Ismaila Seck | Bab Khory Ngom | Mame Bourama Diatta | Région | FALSE | [12 empty] | Senelec | RUT956 | Online | FALSE | TRUE | Rooftop | Outdoor | Self Support Tower | 9 | 1 | FALSE | 1 | Free | 0 | 35002373 |  |  |  |  | Delta Rev12 | 4 | module1: DPR 3000B-48; module2: DPR 3000B-48; module3: DPR 3000B-48; module4: DPR 3000B-48 | 12000 | OpZs(Acide) | Classic | 2V | 1080Ah | 1080Ah | 24 | 53 | Bonne | FALSE | [10 empty] | TRUE | Conforme
SNTH0367 | TH2160 | TH_DAROU_FALL | Silver | 2:45 | 9900 | 15.2471 | -16.8015 | THIES | TRUE | Bi-Monthly | PM_LG&Tiv | CM_Tivaouane | Ibrahima Ndiaye | Ousmane Beye | El Hadj Mbar Faye | Ismaila Seck | Bab Khory Ngom | Mame Bourama Diatta | Région | FALSE | [12 empty] | Solaire - Senelec | RUT955 | Online | FALSE | TRUE | Greenfield | Outdoor | Guyed Mast | 32 | 0 | FALSE | 1 | Free | 0 | 36004492 |  |  |  |  | Delta Rev10 | 3 | module1: DPR 2900B-48; module2: DPR 2900B-48; module3: DPR 2900B-48 | 8700 | Lithium | Leoch 48V-TB | 48V | 100Ah | 900Ah | 9 | 84 | Bonne | FALSE | [10 empty] | TRUE | Conforme
SNTH0229 | TH2165 | TH_TIV_CHP_COURSE | Silver | 2:45 | 9900 | 14.94641 | -16.82124 | THIES | TRUE | Bi-Monthly | PM_LG&Tiv | CM_Tivaouane | Ibrahima Ndiaye | Ousmane Beye | El Hadj Mbar Faye | Ismaila Seck | Bab Khory Ngom | Mame Bourama Diatta | Région | FALSE | [12 empty] | Senelec | RUT956 | Online | FALSE | TRUE | Rooftop | Outdoor | Self Support Tower | 12 | 1 | FALSE | 1 | Free | 0 | 35003458 |  |  |  |  | RBS 6101 | 3 | module1: PSU AC03 - 2500; module2: PSU AC03 - 2500; module3: PSU AC03 - 2500 | 7500 | OpZs(Acide) | Classic | 2V | 1080Ah | 1080Ah | 24 | 50 | Bonne | FALSE | [10 empty] | TRUE | Conforme
SNTH0316 | TH2167 | TH_TAIBA_MBAYE | Silver | 2:45 | 9900 | 14.99923 | -16.86915 | THIES | TRUE | Bi-Monthly | PM_LG&Tiv | CM_Tivaouane | Ibrahima Ndiaye | Ousmane Beye | El Hadj Mbar Faye | Ismaila Seck | Bab Khory Ngom | Mame Bourama Diatta | Région | FALSE | [12 empty] | Senelec | RUT956 | Offline | FALSE | TRUE | Greenfield | Outdoor | Self Support Tower | 35 | 0 | FALSE | 1 | Free | 0 | 35013079 |  |  |  |  | Enclosure 6130 | 3 | module1: MR 3000B-48; module2: MR 3000B-48; module3: MR 3000B-48; module9: 9000 | 9000 | OpZs(Acide) | Classic | 2V | 1080Ah | 1080Ah | 24 | 72 | Bonne | FALSE | [10 empty] | TRUE | Conforme
SNTH0040 | TH2168 | TH_DOUGNANE | Silver | 2:45 | 9900 | 14.9564 | -16.87003 | THIES | TRUE | Bi-Monthly | PM_LG&Tiv | CM_Tivaouane | Ibrahima Ndiaye | Ousmane Beye | El Hadj Mbar Faye | Ismaila Seck | Bab Khory Ngom | Mame Bourama Diatta | Région | FALSE | [12 empty] | Senelec | RUT956 | Online | FALSE | TRUE | Greenfield | Outdoor | Self Support Tower | 35 | 0 | FALSE | 1 | Free | 0 | 35012767 |  |  |  |  | Enclosure 6130 | 3 | module1: MR 3000B-48; module2: MR 3000B-48; module3: MR 3000B-48; module9: 9000 | 9000 | OpZs(Acide) | Classic | 2V | 1080Ah | 1080Ah | 24 | 16 | Bonne | FALSE | [10 empty] | TRUE | Conforme
SNTH0929 | TH2169 | TH_KELLE | Silver | 2:45 | 9900 | 15.19505 | -16.56948 | THIES | TRUE | Bi-Monthly | PM_Darou_Mousty | CM_Tivaouane | Saidou Ba |  | El Hadj Mbar Faye |  | Bab Khory Ngom | Mame Bourama Diatta | Région | FALSE | [12 empty] | Senelec | RUT956 | Online | FALSE | TRUE | Greenfield | Outdoor | Self Support Tower | 35 | 1 | FALSE | 1 | Free | 0 | 35002379 |  |  |  |  | Enclosure 6130 | 4 | module1: MR 3000B-48; module2: MR 3000B-48; module3: MR 3000B-48; module4: MR 3000B-48; module9: 12000 | 12000 | OpZs(Acide) | Classic | 2V | 1080Ah | 1080Ah | 24 | 40 | Bonne | FALSE | [10 empty] | TRUE | Conforme
SNTH0430 | TH2185 | TH_MEKHE3 | Silver | 2:45 | 9900 | 15.11535 | -16.63808 | THIES | TRUE | Bi-Monthly | PM_LG&Tiv | CM_Tivaouane | Ibrahima Ndiaye | Ousmane Beye | El Hadj Mbar Faye | Ismaila Seck | Bab Khory Ngom | Mame Bourama Diatta | Région | FALSE | [12 empty] | Solaire - Senelec | RUT955 | Online | FALSE | TRUE | Greenfield | Outdoor | Self Support Tower | 35 | 0 | FALSE | 2 | Free - Orange | 0 | 35003469 |  |  |  |  | Delta Rev12 | 3 | module1: DPR 3000B-48; module2: DPR 3000B-48; module3: DPR 3000B-48 | 9000 | OpZs(Acide) | Classic | 2V | 1080Ah | 1080Ah | 24 | 66 | Bonne | FALSE | [10 empty] | TRUE | Conforme
SNTH1148 | TH2198 | TH_NDIASSANE | Silver | 2:45 | 9900 | 14.91814 | -16.83154 | THIES | TRUE | Bi-Monthly | PM_LG&Tiv | CM_Tivaouane | Ibrahima Ndiaye | Ousmane Beye | El Hadj Mbar Faye | Ismaila Seck | Bab Khory Ngom | Mame Bourama Diatta | Région | FALSE | [12 empty] | Senelec | RUT956 | Online | FALSE | TRUE | Greenfield | Outdoor | Self Support Tower | 35 | 1 | FALSE | 1 | Free | 0 | 35015797 |  |  |  |  | Delta Rev12 | 4 | module1: DPR 3000B-48; module2: DPR 3000B-48; module3: DPR 3000B-48; module4: DPR 3000B-48 | 12000 | Lithium | Leoch 48V-TB | 48V | 100Ah | 900Ah | 9 | 50 | A changer | FALSE | [10 empty] | TRUE | Conforme
SNDK1092 | TH2312 | TH_TOUB_NIANGAL | Silver | 2:45 | 9900 | 14.6196 | -17.15799 | DAKAR | TRUE | Bi-Monthly | Rufisque_Bargny | Rufisque_Bargny | Ahmet Diene Hann |  | Mamadou leye Dembele |  | Baidy Sall | Papa Ngor Ndao | Dakar | FALSE | [12 empty] | Senelec | Pas de RMS | Pas de RMS | FALSE | TRUE | Greenfield | Outdoor | Self Support Tower | 35 | 1 | FALSE | 1 | Free | 0 | 30001031 |  |  |  |  | RBS 6101 | 4 | module1: PSU AC03 - 2500; module2: PSU AC03 - 2500; module3: PSU AC03 - 2500; module4: PSU AC03 - 2500 | 10000 | Lithium | Leoch 48V-TB | 48V | 100Ah | 400Ah | 4 | 29 | Bonne | FALSE | [10 empty] | TRUE | Conforme
SNTH0165 | TH2325 | TH_TIV_KR_AWA_BALA | Silver | 2:45 | 9900 | 14.96106 | -16.81219 | THIES | TRUE | Bi-Monthly | PM_LG&Tiv | CM_Tivaouane | Ibrahima Ndiaye | Ousmane Beye | El Hadj Mbar Faye | Ismaila Seck | Bab Khory Ngom | Mame Bourama Diatta | Région | FALSE | [12 empty] | Senelec | RUT956 | Online | FALSE | TRUE | Greenfield | Outdoor | Self Support Tower | 25 | 0 | FALSE | 1 | Free | 0 | 35002380 |  |  |  |  | Delta Rev12 | 4 | module1: DPR 3000B-48; module2: DPR 3000B-48; module3: DPR 3000B-48; module4: DPR 3000B-48 | 12000 | Lithium | Leoch 48V-TB | 48V | 100Ah | 400Ah | 4 | 67 | A changer | FALSE | [10 empty] | TRUE | Conforme
SNTH1076 | TH2372 | TH_TIV_NDOUT | Silver | 2:45 | 9900 | 14.95144 | -16.81641 | THIES | TRUE | Bi-Monthly | PM_LG&Tiv | CM_Tivaouane | Ibrahima Ndiaye | Ousmane Beye | El Hadj Mbar Faye | Ismaila Seck | Bab Khory Ngom | Mame Bourama Diatta | Région | FALSE | [12 empty] | Senelec | RUT956 | Online | FALSE | TRUE | Rooftop | Outdoor | Self Support Tower | 12 | 2 | FALSE | 1 | Free | 0 | 30000631 |  |  |  |  | Enclosure 6130 | 3 | module1: MR 3000B-48; module2: MR 3000B-48; module3: MR 3000B-48; module9: 9000 | 9000 | OpZs(Acide) | Classic | 2V | 1080Ah | 1080Ah | 24 | 41 | Bonne | FALSE | [10 empty] | TRUE | Conforme
SNTH0448 | TH2373 | TH_TIV_MEDINE | Silver | 2:45 | 9900 | 14.94427 | -16.81351 | THIES | TRUE | Bi-Monthly | PM_LG&Tiv | CM_Tivaouane | Ibrahima Ndiaye | Ousmane Beye | El Hadj Mbar Faye | Ismaila Seck | Bab Khory Ngom | Mame Bourama Diatta | Région | FALSE | [12 empty] | Senelec | Pas de RMS | Pas de RMS | FALSE | TRUE | Rooftop | Outdoor | Self Support Tower | 12 | 0 | FALSE | 1 | Free | 0 | 35014235 |  |  |  |  | RBS 6101 | 3 | module1: PSU AC03 - 2500; module2: PSU AC03 - 2500; module3: PSU AC03 - 2500 | 7500 | OpZs(Acide) | Classic | 2V | 1080Ah | 1080Ah | 24 | 29 | Bonne | FALSE | [10 empty] | TRUE | Conforme
SNTH0744 | TH2374 | TH_TIV_THIANDE | Silver | 2:45 | 9900 | 14.94836 | -16.80909 | THIES | TRUE | Bi-Monthly | PM_LG&Tiv | CM_Tivaouane | Ibrahima Ndiaye | Ousmane Beye | El Hadj Mbar Faye | Ismaila Seck | Bab Khory Ngom | Mame Bourama Diatta | Région | FALSE | [12 empty] | Senelec | RUT956 | Online | FALSE | TRUE | Rooftop | Outdoor | Self Support Tower | 12 | 0 | FALSE | 1 | Free | 0 | 30001265 |  |  |  |  | Delta Rev12 | 4 | module1: DPR 3000B-48; module2: DPR 3000B-48; module3: DPR 3000B-48; module4: DPR 3000B-48 | 12000 | OpZs(Acide) | Classic | 2V | 1080Ah | 1080Ah | 24 | 46 | Bonne | FALSE | [10 empty] | TRUE | Conforme
SNTH0168 | TH2378 | TH_TIV_PAM | Silver | 2:45 | 9900 | 14.9423 | -16.8213 | THIES | TRUE | Bi-Monthly | PM_LG&Tiv | CM_Tivaouane | Ibrahima Ndiaye | Ousmane Beye | El Hadj Mbar Faye | Ismaila Seck | Bab Khory Ngom | Mame Bourama Diatta | Région | FALSE | [12 empty] | Senelec | Pas de RMS | Pas de RMS | FALSE | TRUE | Rooftop | Outdoor | Self Support Tower | 12 | 0 | FALSE | 1 | Free | 0 | 35015796 | Porte Fusible | F - 22x58 | 63 | 63 | RBS 6101 | 3 | module1: PSU AC03 - 2500; module2: PSU AC03 - 2500; module3: PSU AC03 - 2500; module4: PSU AC03 - 2500 | 10000 | OpZs(Acide) | Classic | 2V | 1080Ah | 1080Ah | 24 | 50 | Bonne | FALSE | [10 empty] | TRUE | Conforme
SNTH0101 | TH2379 | TH_TIV_NDIANDAKHOUM | Silver | 2:45 | 9900 | 14.939054 | -16.817156 | THIES | TRUE | Bi-Monthly | PM_LG&Tiv | CM_Tivaouane | Ibrahima Ndiaye | Ousmane Beye | El Hadj Mbar Faye | Ismaila Seck | Bab Khory Ngom | Mame Bourama Diatta | Région | FALSE | [12 empty] | Senelec | RUT956 | Online | FALSE | TRUE | Rooftop | Outdoor | Self Support Tower | 12 | 0 | FALSE | 1 | Free | 0 | 35002738 |  |  |  |  | RBS 6101 | 3 | module1: PSU AC03 - 2500; module2: PSU AC03 - 2500; module3: PSU AC03 - 2500 | 7500 | OpZs(Acide) | Classic | 2V | 1080Ah | 1080Ah | 24 | 36 | Bonne | FALSE | [10 empty] | TRUE | Non Conforme
SNTH0670 | TH2380 | TH_TIV_MOSQUEE | Silver | 2:45 | 9900 | 14.95131 | -16.81233 | THIES | TRUE | Bi-Monthly | PM_LG&Tiv | CM_Tivaouane | Ibrahima Ndiaye | Ousmane Beye | El Hadj Mbar Faye | Ismaila Seck | Bab Khory Ngom | Mame Bourama Diatta | Région | FALSE | [12 empty] | Senelec | Pas de RMS | Pas de RMS | FALSE | TRUE | Rooftop | Outdoor | Self Support Tower | 12 | 0 | FALSE | 1 | Free | 0 | 34380 |  |  |  |  | RBS 6102 | 3 | module1: PSU AC03 - 2500; module2: PSU AC03 - 2500; module3: PSU AC03 - 2500 | 7500 | OpZs(Acide) | Classic | 2V | 1080Ah | 1080Ah | 24 | 40 | Bonne | FALSE | [10 empty] | TRUE | Conforme
SNTH1377 | TH2442 | TH_TIVAOUANE_SUB_URB | Silver | 2:45 | 9900 | 14.93580754 | -16.82716847 | THIES | TRUE | Bi-Monthly | PM_LG&Tiv | CM_Tivaouane | Ibrahima Ndiaye | Ousmane Beye | El Hadj Mbar Faye | Ismaila Seck | Bab Khory Ngom | Mame Bourama Diatta | Région | FALSE | [12 empty] | Senelec | RUT955 | Online | FALSE | TRUE | Greenfield | Outdoor | Self Support Tower | 30 | 0 | FALSE | 1 | Free | 0 | 35002861 |  |  |  |  | Delta Rev12 | 5 | module1: DPR 3000B-48; module2: DPR 3000B-48; module3: DPR 3000B-48; module4: DPR 3000B-48; module5: DPR 3000B-48 | 15000 | Lithium | Leoch 48V-TB | 48V | 150Ah | 900Ah | 6 | 93 | Bonne | FALSE | [10 empty] | TRUE | Conforme
SNTH1514 | TH2444 | TH_SANTHIOU_PIRE | Silver | 2:45 | 9900 | 14.932038 | -16.78786 | THIES | TRUE | Bi-Monthly | PM_LG&Tiv | CM_Tivaouane | Ibrahima Ndiaye | Ousmane Beye | El Hadj Mbar Faye | Ismaila Seck | Bab Khory Ngom | Mame Bourama Diatta | Région | FALSE | [12 empty] | Senelec | RUT955 | Online | FALSE | TRUE | Greenfield | Outdoor | Self Support Tower | 45 | 0 | FALSE | 1 | Free | 0 | 35015794 |  |  |  |  | Delta Rev10 | 6 | DPR 2900B-48 | DPR 2900B-48 | DPR 2900B-48 | DPR 2900B-48 | DPR 2900B-48 | DPR 2900B-48 |  |  |  | 17400 | Lithium | Leoch 48V-TB | 48V | 100Ah | 400Ah | 4 | 57 | Bonne | FALSE | [10 empty] | TRUE | Conforme
SNTH1508 | TH2446 | TH_NGAYE_MEKHE | Silver | 2:45 | 9900 | 15.11565034 | -16.63082902 | THIES | TRUE | Bi-Monthly | PM_LG&Tiv | CM_Tivaouane | Ibrahima Ndiaye | Ousmane Beye | El Hadj Mbar Faye | Ismaila Seck | Bab Khory Ngom | Mame Bourama Diatta | Région | FALSE | [12 empty] | Solaire - Senelec | RUT955 | Online | FALSE | TRUE | Greenfield | Outdoor | Self Support Tower | 35 | 0 | FALSE | 1 | Free | 0 | 35002169 |  |  |  |  | Delta Rev10 | 5 | module1: DPR 2900B-48; module2: DPR 2900B-48; module3: DPR 2900B-48; module4: DPR 2900B-48; module5: DPR 2900B-48 | 14500 | Lithium | Leoch 48V-TB | 48V | 100Ah | 400Ah | 4 | 24 | Bonne | FALSE | [10 empty] | TRUE | Conforme
SNTH1486 | TH2461 | TH_SORTIE_TIVAOUANE_NORD | Silver | 2:45 | 9900 | 14.980383 | -16.768095 | THIES | TRUE | Bi-Monthly | PM_LG&Tiv | CM_Tivaouane | Ibrahima Ndiaye | Ousmane Beye | El Hadj Mbar Faye | Ismaila Seck | Bab Khory Ngom | Mame Bourama Diatta | Région | FALSE | [12 empty] | Senelec | RUT955 | Online | FALSE | TRUE | Greenfield | Outdoor | Self Support Tower | 45 | 0 | FALSE | 1 | Free | 0 | 35015792 |  |  |  |  | Delta Rev10 | 6 | DPR 2900B-48 | DPR 2900B-48 | DPR 2900B-48 | DPR 2900B-48 | DPR 2900B-48 | DPR 2900B-48 |  |  |  | 17400 | Lithium | Leoch 48V-TB | 48V | 100Ah | 600Ah | 6 | 105 | Bonne | FALSE | [10 empty] | TRUE | Conforme
SNTH1533 | TH2470 | TH_NGANDIOUF_NGUEMBE | Silver | 2:45 | 9900 | 15.2509488 | -16.36985 | THIES | TRUE | Bi-Monthly | PM_Darou_Mousty | Mixte_Darou_Mousty | Saidou Ba |  | Talibouya Fall |  | Bab Khory Ngom | Mame Bourama Diatta | Région | FALSE | [12 empty] | Senelec | RUT955 | Online | FALSE | TRUE | Greenfield | Outdoor | Self Support Tower | 60 | 0 | FALSE | 1 | Free | 0 | 350013805 |  |  |  |  | Delta Rev12 | 3 | module1: DPR 3000B-48; module2: DPR 3000B-48; module3: DPR 3000B-48 | 9000 | Lithium | Leoch 48V-TB | 48V | 100Ah | 400Ah | 4 | 25 | Bonne | FALSE | [10 empty] | TRUE | Conforme
SNTH1538 | TH2471 | TH_TIVAOUANE_SAPEUR | Silver | 2:45 | 9900 | 14.961126 | -16.80465 | THIES | TRUE | Bi-Monthly | PM_LG&Tiv | CM_Tivaouane | Ibrahima Ndiaye | Ousmane Beye | El Hadj Mbar Faye | Ismaila Seck | Bab Khory Ngom | Mame Bourama Diatta | Région | FALSE | [12 empty] | Senelec | RUT955 | Online | FALSE | TRUE | Greenfield | Outdoor | Self Support Tower | 35 | 0 | FALSE | 1 | Free | 0 | 35015799 |  |  |  |  | Delta Rev12 | 4 | module1: DPR 3000B-48; module2: DPR 3000B-48; module3: DPR 3000B-48; module4: DPR 3000B-48 | 12000 | Lithium | Leoch 48V-TB | 48V | 150Ah | 900Ah | 6 | 57 | Bonne | FALSE | [10 empty] | TRUE | Conforme
SNTH1571 | TH2487 | TH_TIVAOUANE_CHAMPS_DE_COURSE | Silver | 2:45 | 9900 | 14.944921 | -16.816901 | THIES | TRUE | Bi-Monthly | PM_LG&Tiv | CM_Tivaouane | Ibrahima Ndiaye | Ousmane Beye | El Hadj Mbar Faye | Ismaila Seck | Bab Khory Ngom | Mame Bourama Diatta | Région | FALSE | [12 empty] | Senelec | RUT956 | Online | FALSE | TRUE | Greenfield | Outdoor | Self Support Tower | 30 | 0 | FALSE | 1 | Free | 0 | 35009382 |  |  |  |  | Delta Rev12 | 4 | module1: DPR 3000B-48; module2: DPR 3000B-48; module3: DPR 3000B-48; module4: DPR 3000B-48 | 12000 | Lithium | Leoch 48V-TB | 48V | 100Ah | 400Ah | 4 | 44 | Bonne | FALSE | [10 empty] | TRUE | Conforme
SNTH1615 | TH2489 | TH_KAYAR | Silver | 2:45 | 9900 | 14.915014 | -17.11877 | THIES | TRUE | Bi-Monthly | Keur Massar _ Bambilor | Keur Massar _ Bambilor | Ibrahima Konate |  | Oumar Ndiaye |  | Baidy Sall | Papa Ngor Ndao | Dakar | FALSE | [12 empty] | Senelec | RUT955 | Online | FALSE | TRUE | Rooftop | Outdoor | Self Support Tower | 12 | 0 | FALSE | 1 | Free | 0 | 35015780 | Porte Fusible | F - 22x58 | 63 |  | Delta Rev12 | 4 | module1: DPR 3000B-48; module2: DPR 3000B-48; module3: DPR 3000B-48; module4: DPR 3000B-48 | 12000 | Lithium | Leoch 48V-TB | 48V | 100Ah | 400Ah | 4 | 35 | Bonne | FALSE | [10 empty] | TRUE | Conforme
SNTH1616 | TH2492 | TH_KAYAR_EXTENSION | Silver | 2:45 | 9900 | 14.908169 | -17.125124 | THIES | TRUE | Bi-Monthly | Keur Massar _ Bambilor | Keur Massar _ Bambilor | Ibrahima Konate |  | Oumar Ndiaye |  | Baidy Sall | Papa Ngor Ndao | Dakar | FALSE | [12 empty] | Senelec | RUT956 | Online | FALSE | TRUE | Greenfield | Outdoor | Self Support Tower | 22 | 0 | FALSE | 1 | Free | 0 | 35015779 | Porte Fusible | F - 22x58 | 63 |  | Delta Rev12 | 4 | module1: DPR 3000B-48; module2: DPR 3000B-48; module3: DPR 3000B-48; module4: DPR 3000B-48 | 12000 | Lithium | Leoch 48V-TB | 48V | 100Ah | 400Ah | 4 | 63 | Bonne | FALSE | [10 empty] | TRUE | Conforme
SNTH1606 | TH2494 | TH_BEER_TIALANE | Silver | 2:45 | 9900 | 14.85693 | -17.1374 | THIES | TRUE | Bi-Monthly | Keur Massar _ Bambilor | Keur Massar _ Bambilor | Ibrahima Konate |  | Oumar Ndiaye |  | Baidy Sall | Papa Ngor Ndao | Dakar | FALSE | [12 empty] | Senelec | RUT955 | Offline | FALSE | TRUE | Greenfield | Outdoor | Self Support Tower | 45 | 0 | FALSE | 1 | Free | 0 | 35002928 | Porte Fusible | F - 22x58 | 63 |  | Delta Rev12 | 4 | module1: DPR 3000B-48; module2: DPR 3000B-48; module3: DPR 3000B-48; module4: DPR 3000B-48 | 12000 | Lithium | Leoch 48V-TB | 48V | 100Ah | 400Ah | 4 | 33 | Bonne | FALSE | [10 empty] | TRUE | Conforme
SNDK0768 | DK1001 | DK_MERMOZ | Platinum | 2:45 | 9900 | 14.7086 | -17.4813 | DAKAR | TRUE | Monthly | Ouakam _ Mermoz _ Yoff | Ouakam _ Mermoz _ Yoff | Ibrahima Faye |  | Narciss Manga |  | Mbaye Ndour | Papa Ngor Ndao | Dakar | TRUE | Kohler SDMO | 19004714 | 22Kva | Kohler SDMO 22kVA - Other | Meca | 4907902070 | APM303 | 500 | 75Ah | ED 2175-280S | PA66GF33 | AH1107 | Senelec - GE | RUT955 | Online | FALSE | TRUE | Rooftop | Indoor | Tri-pole | 3 | 6 | FALSE | 1 | Free | 0 | 35000192 |  |  |  |  | Delta Rev10 | 6 | DPR 2900B-48 | DPR 2900B-48 | DPR 2900B-48 | DPR 2900B-48 | DPR 2900B-48 | DPR 2900B-48 |  |  |  | 17400 | Lithium | Leoch 48V-TB | 48V | 100Ah | 600Ah | 6 | 124 | Bonne | FALSE | [10 empty] | TRUE | Conforme
SNDK0332 | DK1003 | DK_WATER_TOWER | Platinum | 2:45 | 9900 | 14.6983 | -17.4447 | DAKAR | TRUE | Monthly | Dakar Ouest | Dakar Ouest | El Hadji Koymine Diané |  | Ahmadou Bamba Seck |  | Mbaye Ndour | Papa Ngor Ndao | Dakar | TRUE | TecnoGen | 16.47426 | 20Kva | TecnoGen 20kVA - Perkins | Perkins | 967867B | DSE 7320 MKII | 500 | 55Ah | ELH4267 | M360 | 135326206 | Senelec - GE | RUT955 | Online | FALSE | TRUE | Rooftop | Indoor | Monopole | 6 | 12 | FALSE | 1 | Free | 0 | 30005322 |  |  |  |  | Delta Rev10 | 5 | module1: DPR 2900B-48; module2: DPR 2900B-48; module3: DPR 2900B-48; module4: DPR 2900B-48; module5: DPR 2900B-48 | 14500 | Lithium | Leoch 48V-TB | 48V | 100Ah | 900Ah | 9 | 52 | Bonne | FALSE | [10 empty] | TRUE | Conforme
SNDK0129 | DK1008 | DK_RUFISQUE | Platinum | 2:45 | 9900 | 14.7193 | -17.2639 | DAKAR | TRUE | Monthly | Rufisque_Bargny | Rufisque_Bargny | Ahmet Diene Hann |  | Mamadou leye Dembele |  | Baidy Sall | Papa Ngor Ndao | Dakar | TRUE | Elcos |  | 30Kva | Elcos 30kVA - Perkins | Perkins |  | DSE 7320 MKII | 500 | 75Ah | ELH4267 | ELG5209 | 5543095 | Senelec - GE | RUT956 | Online | FALSE | TRUE | Greenfield | Indoor | Self Support Tower | 60 | 16 | FALSE | 1 | Free | 0 | 35014486 |  |  |  |  | Enclosure 6130 | 3 | module1: Eltek; module2: Eltek; module3: Eltek; module9: 9000 | 9000 | OpZV(Sans entretien) | Sonnenchein | 2V | 1695Ah | 1695Ah | 24 | 60 | Bonne | FALSE | [10 empty] | TRUE | Conforme
SNDK0709 | DK1016 | DK_KEUR MASSAR | Platinum | 2:45 | 9900 | 14.786 | -17.3113 | DAKAR | TRUE | Monthly | Keur Massar _ Bambilor | Keur Massar _ Bambilor | Ibrahima Konate |  | Oumar Ndiaye |  | Baidy Sall | Papa Ngor Ndao | Dakar | TRUE | Generator Logic | 95722 | 20Kva | Generator Logic 20kVA - Perkins | Perkins | 975537F | DSE 7320 MKII | 1000 | 100Ah | ELH4267 | ELG5209 | 5543095 | Senelec - GE | RUT955 | Online | FALSE | TRUE | Greenfield | Outdoor | Guyed Mast | 32 | 15 | FALSE | 1 | Free | 0 | 30049409 |  |  |  |  | Delta Rev10 | 5 | module1: DPR 2900B-48; module2: DPR 2900B-48; module3: DPR 2900B-48; module4: DPR 2900B-48; module5: DPR 2900B-48 | 14500 | Lithium | Leoch 48V-TB | 48V | 100Ah | 900Ah | 9 | 53 | Bonne | FALSE | [10 empty] | TRUE | Conforme
SNDK0566 | DK1037 | DK_SANGALKAM | Gold | 2:45 | 9900 | 14.78522 | -17.21089 | DAKAR | TRUE | Monthly | Keur Massar _ Bambilor | Keur Massar _ Bambilor | Ibrahima Konate |  | Oumar Ndiaye |  | Baidy Sall | Papa Ngor Ndao | Dakar | TRUE | Elcos | 41908 | 30Kva | Elcos 30kVA - Perkins | Perkins | X22G292026 | DSE 7320 MKII | 1000 | 75Ah | ELH4267 | ELG5209 | 5543095 | Senelec - GE | RUT955 | Online | FALSE | TRUE | Greenfield | Indoor | Guyed Mast | 60 | 3 | FALSE | 1 | Free | 0 | 30017620 |  |  |  |  | Delta Rev10 | 6 | DPR 2900B-48 | DPR 2900B-48 | DPR 2900B-48 | DPR 2900B-48 | DPR 2900B-48 | DPR 2900B-48 |  |  |  | 17400 | Lithium | Leoch 48V-TB | 48V | 100Ah | 600Ah | 6 | 169 | Bonne | FALSE | [10 empty] | TRUE | Conforme
SNDK0420 | DK1039 | DK_PIKINE_ICOTAF | Platinum | 2:45 | 9900 | 14.752 | -17.3934 | DAKAR | TRUE | Monthly | Thiaroye _ Pikine _ Mbao | Thiaroye _ Pikine _ Mbao | Modou Gueye Diouf |  | Abdoulaye Ndiaye |  | Baidy Sall | Papa Ngor Ndao | Dakar | TRUE | Generator Logic | 9572-15 | 20Kva | Generator Logic 20kVA - Perkins | Perkins | 979710F | DSE 7320 MKII | 1000 | 75Ah | ELH4267 | ELG5209 | 5543095 | Senelec - GE | RUT956 | Online | FALSE | TRUE | Rooftop | Outdoor | Monopole | 6 | 16 | FALSE | 1 | Free | 0 | 35001043 | Porte Fusible | F - 22x58 | 63 | 50 | Delta Rev10 | 5 | module1: DPR 2900B-48; module2: DPR 2900B-48; module3: DPR 2900B-48; module4: DPR 2900B-48; module5: DPR 2900B-48 | 14500 | Lithium | Leoch 48V-TB | 48V | 100Ah | 900Ah | 9 | 33 | Bonne | FALSE | [10 empty] | TRUE | Conforme
SNDK1031 | DK1090 | DK_RUFISQUE3 | Silver | 2:45 | 9900 | 14.7115 | -17.2677 | DAKAR | TRUE | Monthly | Rufisque_Bargny | Rufisque_Bargny | Ahmet Diene Hann |  | Mamadou leye Dembele |  | Baidy Sall | Papa Ngor Ndao | Dakar | TRUE | Generator Logic | 9572-43 | 20Kva | Generator Logic 20kVA - Perkins | Perkins | 089825G | DSE 7320 MKII | 1000 | 75Ah | ELH4267 | ELG5209 | 5543095 | Senelec - GE | RUT955 | Online | FALSE | TRUE | Rooftop | Outdoor | Self Support Tower | 9 | 2 | FALSE | 1 | Free | 0 | 35014482 |  |  |  |  | Delta Rev12 | 6 | DPR 3000B-48 | DPR 3000B-48 | DPR 3000B-48 | DPR 3000B-48 | DPR 3000B-48 | DPR 3000B-48 |  |  |  | 18000 | Lithium | Leoch 48V-TB | 48V | 100Ah | 700Ah | 7 | 117 | Bonne | FALSE | [10 empty] | TRUE | Conforme
SNDK0148 | DK1091 | DK_DIAMNIADIO | Platinum | 2:45 | 9900 | 14.71916 | -17.17596 | DAKAR | TRUE | Monthly | Rufisque_Bargny | Rufisque_Bargny | Ahmet Diene Hann |  | Mamadou leye Dembele |  | Baidy Sall | Papa Ngor Ndao | Dakar | TRUE | Generator Logic | 9592-42 | 20Kva | Generator Logic 20kVA - Perkins | Perkins | 913466G | DSE 7320 MKII | 1000 | 55Ah | ELH4267 | ELG5209 | 5543095 | Senelec - GE | RUT955 | Online | FALSE | TRUE | Greenfield | Outdoor | Guyed Mast | 32 | 14 | FALSE | 1 | Free | 0 | 30028351 |  |  |  |  | Delta Rev10 | 4 | module1: DPR 2900B-48; module2: DPR 2900B-48; module3: DPR 2900B-48; module4: DPR 2900B-48 | 11600 | Lithium | Leoch 48V-TB | 48V | 100Ah | 600Ah | 6 | 108 | Bonne | FALSE | [10 empty] | TRUE | Conforme
SNDK0875 | DK1092 | DK_LAC_ROSE | Gold | 2:45 | 9900 | 14.80983 | -17.26119 | DAKAR | TRUE | Monthly | Keur Massar _ Bambilor | Keur Massar _ Bambilor | Ibrahima Konate |  | Oumar Ndiaye |  | Baidy Sall | Papa Ngor Ndao | Dakar | TRUE | Generator Logic | 9572-41 | 20Kva | Generator Logic 20kVA - Perkins | Perkins | 089810G | DSE 7320 MKII | 1000 | 75Ah | ELH4267 | ELG5209 | 5543095 | Senelec - GE | RUT955 | Online | FALSE | TRUE | Greenfield | Outdoor | Guyed Mast | 32 | 2 | FALSE | 1 | Free | 0 | 30002478 |  |  |  |  | Delta Rev10 | 5 | module1: DPR 2900B-48; module2: DPR 2900B-48; module3: DPR 2900B-48; module4: DPR 2900B-48; module5: DPR 2900B-48 | 14500 | Lithium | Leoch 48V-TB | 48V | 100Ah | 900Ah | 9 | 37 | Bonne | FALSE | [10 empty] | TRUE | Conforme
SNDK0465 | DK1113 | DK_GOREE | Gold | 2:45 | 9900 | 14.6671 | -17.3983 | DAKAR | TRUE | Monthly | Dakar Ouest | Dakar Ouest | El Hadji Koymine Diané |  | Ahmadou Bamba Seck |  | Mbaye Ndour | Papa Ngor Ndao | Dakar | TRUE | Generator Logic | 9498-17 | 20Kva | Generator Logic 20kVA - Perkins | Perkins | 969104E | DSE 7320 MKII | 1000 | 100Ah | ELH4267 | ELG5209 | 5543095 | Senelec - GE | RUT955 | Online | FALSE | TRUE | Greenfield | Outdoor | Palm Tree | 18 | 0 | FALSE | 1 | Free | 0 | 81135644748 |  |  |  |  | Delta Rev10 | 5 | module1: DPR 2900B-48; module2: DPR 2900B-48; module3: DPR 2900B-48; module4: DPR 2900B-48; module5: DPR 2900B-48 | 14500 | Lithium | Leoch 48V-TB | 48V | 100Ah | 900Ah | 9 | 38 | Bonne | FALSE | [10 empty] | TRUE | Conforme
SNDK0325 | DK1116 | DK_SANTHIABA | Platinum | 2:45 | 9900 | 14.7383 | -17.4427 | DAKAR | TRUE | Monthly | Castors _ HLM _ Maristes | Castors _ HLM _ Maristes | Papa Ababacar Nguer |  | Ombouele Embongo FranK |  | Ahmadou Bamba Ndiaye | Papa Ngor Ndao | Dakar | TRUE | Generator Logic | 913461G | 20Kva | Generator Logic 20kVA - Perkins | Perkins | 913461G | DSE 7320 MKII | 1000 | 55Ah | ELH4267 | ELG5209 | 5543095 | Senelec - GE | RUT955 | Online | FALSE | TRUE | Greenfield | Outdoor | Self Support Tower | 30 | 6 | FALSE | 1 | Free | 0 | 35011505 |  |  |  |  | Delta Rev10 | 5 | module1: DPR 2900B-48; module2: DPR 2900B-48; module3: DPR 2900B-48; module4: DPR 2900B-48; module5: DPR 2900B-48 | 14500 | Lithium | Leoch 48V-TB | 48V | 100Ah | 900Ah | 9 | 40 | Bonne | FALSE | [10 empty] | TRUE | Conforme
SNDK0377 | DK1123 | DK_PIKINE8 | Platinum | 2:45 | 9900 | 14.7723 | -17.3961 | DAKAR | TRUE | Monthly | Parcelles_Guediawaye | Parcelles_Guediawaye | Daouda Ndiaye |  | Moussa Ndiaye |  | Ahmadou Bamba Ndiaye | Papa Ngor Ndao | Dakar | TRUE | Kohler SDMO | 19002858 | 22Kva | Kohler SDMO 22kVA - Other | Meca | 4903001940 | APM303 | 2000 | 75Ah | ED 2175-280S | PA66GF33 | AH1107 | Senelec - GE | RUT955 | Online | FALSE | TRUE | Greenfield | Indoor | Self Support Tower | 60 | 5 | FALSE | 1 | Free | 0 | 30006065 |  |  |  |  | Delta Rev10 | 5 | module1: DPR 2900B-48; module2: DPR 2900B-48; module3: DPR 2900B-48; module4: DPR 2900B-48; module5: DPR 2900B-48 | 14500 | OpZs(Acide) | Classic | 2V | 1080Ah | 1080Ah | 24 | 61 | Bonne | FALSE | [10 empty] | TRUE | Conforme
SNDK0733 | DK1538 | DK_DIAMAGUEUNE_SANGALKAM | Silver | 2:45 | 9900 | 14.77976 | -17.22887 | DAKAR | TRUE | Monthly | Keur Massar _ Bambilor | Keur Massar _ Bambilor | Ibrahima Konate |  | Oumar Ndiaye |  | Baidy Sall | Papa Ngor Ndao | Dakar | TRUE | Elcos | 41905 | 30Kva | Elcos 30kVA - Perkins | Perkins | G221368646 | DSE 7320 MKII | 1000 | 100Ah | ELH4267 | ELG5209 | 5543095 | Senelec - GE | RUT955 | Online | FALSE | TRUE | Greenfield | Outdoor | Self Support Tower | 35 | 0 | FALSE | 1 | Free | 0 | 35002222 |  |  |  |  | Delta Rev10 | 5 | module1: DPR 2900B-48; module2: DPR 2900B-48; module3: DPR 2900B-48; module4: DPR 2900B-48; module5: DPR 2900B-48 | 14500 | Lithium | Leoch 48V-TB | 48V | 100Ah | 900Ah | 9 | 115 | Bonne | FALSE | [10 empty] | TRUE | Conforme
SNDK1506 | DK1864 | DK_FORET CLASSE DE MBAO | Silver | 2:45 | 9900 | 14.75725647 | -17.32322782 | DAKAR | TRUE | Monthly | Keur Massar _ Bambilor | Keur Massar _ Bambilor | Ibrahima Konate |  | Oumar Ndiaye |  | Baidy Sall | Papa Ngor Ndao | Dakar | TRUE | Elcos | 41011 | 20Kva | Elcos 20kVA - Perkins | Perkins | 5543095 | DSE 7320 MKII | 1000 | 100Ah | ELH4267 | ELG5209 | 5543095 | GE | RUT955 | Online | FALSE | TRUE | Greenfield | Outdoor | Self Support Tower | 35 | 0 | FALSE | 1 | Free | 0 | Pas de compteur |  |  |  |  | Delta Rev12 | 4 | module1: DPR 3000B-48; module2: DPR 3000B-48; module3: DPR 3000B-48; module4: DPR 3000B-48 | 12000 | Lithium | Leoch 48V-TB | 48V | 100Ah | 400Ah | 4 | 21 | Bonne | FALSE | [10 empty] | TRUE | Conforme
SNLG0007 | DL2906 | DL_DAROU_MOUSTY | Silver | 2:45 | 9900 | 15.03447 | -16.03242 | LOUGA | TRUE | Monthly | PM_Darou_Mousty | Mixte_Darou_Mousty | Saidou Ba |  | Talibouya Fall |  | Bab Khory Ngom | Mame Bourama Diatta | Région | TRUE | Unapower | U917550G | 20Kva | Unapower 20kVA - Perkins | Perkins | U917550G | DSE 7420 MKII | 1000 | 55Ah | ELH4267 | 4415122 | 5543095 | Senelec - GE | RUT955 | Online | FALSE | TRUE | Greenfield | Indoor | Guyed Mast | 60 | 14 | FALSE | 1 | Free | 0 | 36002888 |  |  |  |  | Delta Rev10 | 6 | DPR 2900B-48 | DPR 2900B-48 | DPR 2900B-48 | DPR 2900B-48 | DPR 2900B-48 | DPR 2900B-48 |  |  |  | 17400 | Lithium | Leoch 48V-TB | 48V | 100Ah | 600Ah | 6 | 49 | Bonne | FALSE | [10 empty] | TRUE | Conforme
SNLG0945 | LG2503 | LG_SAKAL | Gold | 2:45 | 9900 | 15.84486 | -16.23428 | LOUGA | TRUE | Monthly | PM_LG&Tiv | CM_Louga | Ibrahima Ndiaye | Ousmane Beye | Ibrahima Dieye | Ibrahima Thiam | Bab Khory Ngom | Mame Bourama Diatta | Région | TRUE | Generator Logic | 9592-15 | 20Kva | Generator Logic 20kVA - Perkins | Perkins | 914567G | DSE 7320 MKII | 1000 | 75Ah | ELH4267 | ELG5209 | 5543095 | Senelec - GE | RUT955 | Online | FALSE | TRUE | Greenfield | Indoor | Guyed Mast | 60 | 6 | FALSE | 1 | Free | 0 | 95000536 |  |  |  |  | Delta Rev12 | 5 | module1: DPR 3000B-48; module2: DPR 3000B-48; module3: DPR 3000B-48; module4: DPR 3000B-48; module5: DPR 3000B-48 | 15000 | Lithium | Leoch 48V-TB | 48V | 100Ah | 900Ah | 9 | 34 | Bonne | FALSE | [10 empty] | TRUE | Conforme
SNLG1119 | LG2509 | LG_GUEOUL | Gold | 2:45 | 9900 | 15.47881 | -16.33439 | LOUGA | TRUE | Monthly | PM_Darou_Mousty | CM_Louga | Saidou Ba |  | Ibrahima Dieye |  | Bab Khory Ngom | Mame Bourama Diatta | Région | TRUE | Generator Logic | 909487G | 20Kva | Generator Logic 20kVA - Perkins | Perkins | 909487G | DSE 7320 MKII | 1000 | 75Ah | ELH4267 | ELG5209 | 5543095 | Senelec - GE | RUT955 | Online | FALSE | TRUE | Greenfield | Outdoor | Guyed Mast | 33 | 13 | FALSE | 1 | Free | 0 | 30028510 |  |  |  |  | Delta Rev10 | 5 | module1: DPR 2900B-48; module2: DPR 2900B-48; module3: DPR 2900B-48; module4: DPR 2900B-48; module5: DPR 2900B-48 | 14500 | Lithium | Leoch 48V-TB | 48V | 100Ah | 900Ah | 9 | 28 | Bonne | FALSE | [10 empty] | TRUE | Conforme
SNLG0947 | LG2517 | LG_KEUR_MOMAR_SARR | Gold | 3:30 | 12600 | 15.91981 | -15.96492 | LOUGA | TRUE | Monthly | PM_LG&Tiv | CM_Louga | Ibrahima Ndiaye | Ousmane Beye | Ibrahima Dieye | Ibrahima Thiam | Bab Khory Ngom | Mame Bourama Diatta | Région | TRUE | Generator Logic | 9498-6 | 20Kva | Generator Logic 20kVA - Perkins | Perkins | 968589E | DSE 7320 MKII | 1000 | 75Ah | ELH4267 | ELG5209 | 5543095 | Solaire - Senelec - GE | RUT955 | Online | FALSE | TRUE | Greenfield | Outdoor | Guyed Mast | 60 | 0 | FALSE | 1 | Free | 0 | 30034383 |  |  |  |  | Delta Rev10 | 5 | module1: DPR 2900B-48; module2: DPR 2900B-48; module3: DPR 2900B-48; module4: DPR 2900B-48; module5: DPR 2900B-48 | 14500 | Lithium | Leoch 48V-TB | 48V | 100Ah | 900Ah | 9 | 29 | Bonne | FALSE | [10 empty] | TRUE | Conforme
SNLG1120 | LG2520 | LG_LOUGA4 | Silver | 2:45 | 9900 | 15.61822 | -16.22938 | LOUGA | TRUE | Monthly | PM_LG&Tiv | CM_Louga | Ibrahima Ndiaye | Ousmane Beye | Ibrahima Dieye | Ibrahima Thiam | Bab Khory Ngom | Mame Bourama Diatta | Région | TRUE | Generator Logic | 909312G | 20Kva | Generator Logic 20kVA - Perkins | Perkins | 909313G | DSE 7320 MKII | 1000 | 75Ah | ELH4267 | ELG5209 | 5543095 | Senelec - GE | RUT956 | Online | FALSE | TRUE | Rooftop | Indoor | Guyed Mast | 12 | 0 | FALSE | 1 | Free | 0 | 30053975 |  |  |  |  | RBS 6101 | 3 | module1: PSU AC03 - 2500; module2: PSU AC03 - 2500; module3: PSU AC03 - 2500 | 7500 | OpZs(Acide) | Classic | 2V | 1080Ah | 1080Ah | 24 | 48 | Bonne | FALSE | [10 empty] | TRUE | Conforme
SNLG0948 | LG2524 | LG_NIOMRE | Silver | 2:45 | 9900 | 15.67942 | -16.12197 | LOUGA | TRUE | Monthly | PM_LG&Tiv | CM_Louga | Ibrahima Ndiaye | Ousmane Beye | Ibrahima Dieye | Ibrahima Thiam | Bab Khory Ngom | Mame Bourama Diatta | Région | TRUE | Kohler SDMO | 19007972 | 16Kva | Kohler SDMO 17kVA - Other | Meca | 330910115 | DSE 7320 MKII | 1000 | 75Ah | ED 2175-280S | PA66GF32 | AH8925 | Senelec - GE | RUT956 | Online | FALSE | TRUE | Greenfield | Indoor | Guyed Mast | 60 | 8 | FALSE | 1 | Free | 0 | 35007425 |  |  |  |  | Delta Rev10 | 5 | module1: DPR 2900B-48; module2: DPR 2900B-48; module3: DPR 2900B-48; module4: DPR 2900B-48; module5: DPR 2900B-48 | 14500 | Lithium | Leoch 48V-TB | 48V | 100Ah | 400Ah | 4 | 42 | Bonne | FALSE | [10 empty] | TRUE | Conforme
SNLG0944 | LG2528 | LG_DAHRA2 | Silver | 3:30 | 12600 | 15.35178 | -15.47695 | LINGUERE | TRUE | Monthly | PM_Dahra | Mixte_Dahra | Papa Ahmadou Mactar Seye |  | Cheick Thiam |  | Bab Khory Ngom | Mame Bourama Diatta | Région | TRUE | Elcos | 41904 | 30Kva | Elcos 30kVA - Perkins | Perkins | DJ32003U604454H | DSE 7320 MKII | 1000 | 100Ah | ELH4267 | ELG5209 | 5543095 | Senelec - GE | RUT955 | Online | FALSE | TRUE | Greenfield | Outdoor | Guyed Mast | 60 | 22 | FALSE | 3 | Free - Orange - Expresso | 0 | 30033770 |  |  |  |  | Delta Rev12 | 5 | module1: DPR 3000B-48; module2: DPR 3000B-48; module3: DPR 3000B-48; module4: DPR 3000B-48; module5: DPR 3000B-48 | 15000 | Lithium | Leoch 48V-TB | 48V | 100Ah | 900Ah | 9 | 300 | Bonne | FALSE | [10 empty] | TRUE | Conforme
SNLG0959 | LG2610 | LG_ARTILLERIE | Gold | 2:45 | 9900 | 15.626 | -16.2213 | LOUGA | TRUE | Monthly | PM_LG&Tiv | CM_Louga | Ibrahima Ndiaye | Ousmane Beye | Ibrahima Dieye | Ibrahima Thiam | Bab Khory Ngom | Mame Bourama Diatta | Région | TRUE | Generator Logic | 9498-21 | 20Kva | Generator Logic 20kVA - Perkins | Perkins | 969086E | DSE 7320 MKII | 1000 | 75Ah | ELH4267 | ELG5209 | 5543095 | Senelec - GE | RUT955 | Online | FALSE | TRUE | Greenfield | Outdoor | Self Support Tower | 25 | 1 | FALSE | 1 | Free | 0 | 30007160 |  |  |  |  | Delta Rev12 | 5 | module1: DPR 3000B-48; module2: DPR 3000B-48; module3: DPR 3000B-48; module4: DPR 3000B-48; module5: DPR 3000B-48 | 15000 | Lithium | Leoch 48V-TB | 48V | 100Ah | 900Ah | 9 | 35 | Bonne | FALSE | [10 empty] | TRUE | Conforme
SNMT0216 | MT3705 | MT_NABADJI_CIVOL | Silver | 3:30 | 12600 | 15.73417 | -13.39472 | MATAM | TRUE | Monthly | PM_Ourossogui | CM_Ourossogui | Ahmadou Bamba Diallo | Ibrahima GUEYE | Amadou Corop Mballo |  | Alioune Ibn Abi Talib Ndoye | Mame Bourama Diatta | Région | TRUE | Generator Logic | 9498-23 | 20Kva | Generator Logic 20kVA - Perkins | Perkins | 969081E | DSE 7320 MKII | 1000 | 100Ah | ELH4267 | ELG5209 | 5543095 | Senelec - GE | RUT956 | Online | FALSE | TRUE | Greenfield | Indoor | Guyed Mast | 45 | 23 | FALSE | 1 | Free | 0 | 30044258 |  |  |  |  | Delta Rev12 | 4 | module1: DPR 3000B-48; module2: DPR 3000B-48; module3: DPR 3000B-48; module4: DPR 3000B-48 | 12000 | Lithium | Leoch 48V-TB | 48V | 100Ah | 400Ah | 4 | 25 | Bonne | FALSE | [10 empty] | TRUE | Conforme
SNSL0351 | SL3402 | SL_ROSS_BETHIO2 | Platinum | 3:30 | 12600 | 16.27875 | -16.12864 | SAINT LOUIS | TRUE | Monthly | PM_SL-Dagana-Dioum | CM_Dagana | Babacar Moussa Gaye | Simon Waly Diouf | Alboury Ndong |  | Alioune Ibn Abi Talib Ndoye | Mame Bourama Diatta | Région | TRUE | Generator Logic | 9572-45 | 20Kva | Generator Logic 20kVA - Perkins | Perkins | 089813G | DSE 7320 MKII | 1000 | 75Ah | ELH4267 | ELG5209 | 5543095 | Senelec - GE | RUT956 | Online | FALSE | TRUE | Greenfield | Outdoor | Guyed Mast | 60 | 7 | FALSE | 1 | Free | 0 | 30011156 |  |  |  |  | Delta Rev12 | 5 | module1: DPR 3000B-48; module2: DPR 3000B-48; module3: DPR 3000B-48; module4: DPR 3000B-48; module5: DPR 3000B-48 | 15000 | Lithium | Leoch 48V-TB | 48V | 100Ah | 900Ah | 9 | 41 | Bonne | FALSE | [10 empty] | TRUE | Conforme
SNSL0352 | SL3405 | SL_SAINT_LOUIS2 | Platinum | 2:45 | 9900 | 16.02439 | -16.49706 | SAINT LOUIS | TRUE | Monthly | PM_SL-Dagana-Dioum | CM_St-Louis | Babacar Moussa Gaye | Simon Waly Diouf | Ababacar Moussa Niang |  | Alioune Ibn Abi Talib Ndoye | Mame Bourama Diatta | Région | TRUE | Generator Logic | 9498-9 | 20Kva | Generator Logic 20kVA - Perkins | Perkins | 968584E | DSE 7320 MKII | 1000 | 75Ah | ELH4267 | ELG5209 | 5543095 | Senelec - GE | RUT955 | Online | FALSE | TRUE | Greenfield | Indoor | Guyed Mast | 60 | 13 | FALSE | 1 | Free | 0 | 2367077 |  |  |  |  | Delta Rev10 | 5 | module1: DPR 2900B-48; module2: DPR 2900B-48; module3: DPR 2900B-48; module4: DPR 2900B-48; module5: DPR 2900B-48 | 14500 | Lithium | Leoch 48V-TB | 48V | 100Ah | 900Ah | 9 | 90 | Bonne | FALSE | [10 empty] | TRUE | Conforme
SNSL0969 | SL3426 | SL_DAROU | Gold | 2:45 | 9900 | 16.03394 | -16.48667 | SAINT LOUIS | TRUE | Monthly | PM_SL-Dagana-Dioum | CM_St-Louis | Babacar Moussa Gaye | Simon Waly Diouf | Ababacar Moussa Niang |  | Alioune Ibn Abi Talib Ndoye | Mame Bourama Diatta | Région | TRUE | Generator Logic | 9572-44 | 20Kva | Generator Logic 20kVA - Perkins | Perkins | 089817G | DSE 7320 MKII | 1000 | 75Ah | ELH4267 | ELG5209 | 5543095 | Senelec - GE | RUT955 | Online | FALSE | TRUE | Greenfield | Outdoor | Self Support Tower | 18 | 0 | FALSE | 1 | Free | 0 | 30031726 |  |  |  |  | Delta Rev10 | 5 | module1: DPR 2900B-48; module2: DPR 2900B-48; module3: DPR 2900B-48; module4: DPR 2900B-48; module5: DPR 2900B-48 | 14500 | Lithium | Leoch 48V-TB | 48V | 100Ah | 800Ah | 8 | 37 | Bonne | FALSE | [10 empty] | TRUE | Conforme
SNTH0860 | TH2006 | TH_TIVAOUANE | Platinum | 2:45 | 9900 | 14.94676 | -16.80341 | THIES | TRUE | Monthly | PM_LG&Tiv | CM_Tivaouane | Ibrahima Ndiaye | Ousmane Beye | El Hadj Mbar Faye | Ismaila Seck | Bab Khory Ngom | Mame Bourama Diatta | Région | TRUE | Generator Logic | 9572-11 | 20Kva | Generator Logic 20kVA - Perkins | Perkins | 983014F | DSE 7320 MKII | 1000 | 55Ah | ELH4267 | ELG5209 | 5543095 | Senelec - GE | RUT956 | Online | FALSE | TRUE | Greenfield | Indoor | Guyed Mast | 60 | 15 | FALSE | 1 | Free | 0 | 35003456 |  |  |  |  | Delta Rev12 | 6 | DPR 3000B-48 | DPR 3000B-48 | DPR 3000B-48 | DPR 3000B-48 | DPR 3000B-48 | DPR 3000B-48 |  |  |  | 18000 | OpZs(Acide) | Classic | 2V | 1990Ah | 1990Ah | 24 | 63 | Bonne | FALSE | [10 empty] | TRUE | Conforme
SNTH1028 | TH2010 | TH_MBORO | Silver | 2:45 | 9900 | 15.12659 | -16.86903 | THIES | TRUE | Monthly | PM_LG&Tiv | CM_Tivaouane | Ibrahima Ndiaye | Ousmane Beye | El Hadj Mbar Faye | Ismaila Seck | Bab Khory Ngom | Mame Bourama Diatta | Région | TRUE | Elcos | 41902 | 30Kva | Elcos 30kVA - Perkins | Perkins | 41902 | DSE 7320 MKII | 1500 | 75Ah | ELH4267 | ELG5209 | 5543095 | Senelec - GE | RUT955 | Online | FALSE | TRUE | Greenfield | Outdoor | Guyed Mast | 60 | 6 | FALSE | 3 | Free - Orange - Expresso | 0 | 35006492 |  |  |  |  | Delta Rev10 | 6 | DPR 2900B-48 | DPR 2900B-48 | DPR 2900B-48 | DPR 2900B-48 | DPR 2900B-48 | DPR 2900B-48 |  |  |  | 17400 | Lithium | Leoch 48V-TB | 48V | 100Ah | 900Ah | 9 | 201 | Bonne | FALSE | [10 empty] | TRUE | Conforme
SNTH0647 | TH2040 | TH_NOTTO | Gold | 2:45 | 9900 | 14.98928 | -17.00625 | THIES | TRUE | Monthly | PM_LG&Tiv | CM_Tivaouane | Ibrahima Ndiaye | Ousmane Beye | El Hadj Mbar Faye | Ismaila Seck | Bab Khory Ngom | Mame Bourama Diatta | Région | TRUE | Generator Logic | 9572-31 | 20Kva | Generator Logic 20kVA - Perkins | Perkins | 999147G | DSE 7320 MKII | 1000 | 75Ah | ELH4267 | ELG5209 | 5543095 | Senelec - GE | RUT955 | Online | FALSE | TRUE | Greenfield | Outdoor | Self Support Tower | 32 | 3 | FALSE | 1 | Free | 0 | 30033462 |  |  |  |  | Delta Rev12 | 6 | DPR 3000B-48 | DPR 3000B-48 | DPR 3000B-48 | DPR 3000B-48 | DPR 3000B-48 | DPR 3000B-48 |  |  |  | 18000 | OpZs(Acide) | Classic | 2V | 1080Ah | 1080Ah | 24 | 97 | Bonne | FALSE | [10 empty] | TRUE | Conforme
SNTH0146 | TH2052 | TH_MEKHE2 | Gold | 2:45 | 9900 | 15.11037 | -16.63449 | THIES | TRUE | Monthly | PM_LG&Tiv | CM_Tivaouane | Ibrahima Ndiaye | Ousmane Beye | El Hadj Mbar Faye | Ismaila Seck | Bab Khory Ngom | Mame Bourama Diatta | Région | TRUE | Generator Logic | 9592-19 | 20Kva | Generator Logic 20kVA - Perkins | Perkins | 913846G | DSE 7320 MKII | 1000 | 55Ah | ELH4267 | ELG5209 | 5543095 | Senelec - GE | RUT955 | Online | FALSE | TRUE | Greenfield | Indoor | Self Support Tower | 60 | 7 | FALSE | 2 | Free - Orange | 0 | 320619 |  |  |  |  | Delta Rev10 | 5 | module1: DPR 2900B-48; module2: DPR 2900B-48; module3: DPR 2900B-48; module4: DPR 2900B-48; module5: DPR 2900B-48 | 14500 | Lithium | Leoch 48V-TB | 48V | 100Ah | 900Ah | 9 | 94 | Bonne | FALSE | [10 empty] | TRUE | Conforme
SNTH1147 | TH2195 | TH_MBORO3 | Gold | 2:45 | 9900 | 15.1014 | -16.86834 | THIES | TRUE | Monthly | PM_LG&Tiv | CM_Tivaouane | Ibrahima Ndiaye | Ousmane Beye | El Hadj Mbar Faye | Ismaila Seck | Bab Khory Ngom | Mame Bourama Diatta | Région | TRUE | Unapower | 19007971 | 20Kva | Unapower 20kVA - Perkins | Perkins | 330910115 | DSE 7420 MKII | 1000 | 75Ah | ELH4267 | 4415122 | 5543095 | Senelec - GE | RUT955 | Online | FALSE | TRUE | Greenfield | Outdoor | Self Support Tower | 45 | 0 | FALSE | 1 | Free | 0 | 35002376 |  |  |  |  | Delta Rev12 | 5 | module1: DPR 3000B-48; module2: DPR 3000B-48; module3: DPR 3000B-48; module4: DPR 3000B-48; module5: DPR 3000B-48 | 15000 | OpZs(Acide) | Classic | 2V | 1990Ah | 1990Ah | 24 | 232 | Bonne | FALSE | [10 empty] | TRUE | Conforme
SNSL0337 | SL3422 | SL_ROSSO | Silver | 3:30 | 12600 | 16.50078 | -15.80806 | SAINT LOUIS | TRUE | Monthly | PM_SL-Dagana-Dioum | CM_Dagana | Babacar Moussa Gaye | Simon Waly Diouf | Alboury Ndong |  | Alioune Ibn Abi Talib Ndoye | Mame Bourama Diatta | Région | FALSE | [12 empty] | Senelec - GE | RUT956 | Offline | FALSE | FALSE | Greenfield | Outdoor | Guyed Mast | 60 | 10 | TRUE | 3 | Free - Orange - Expresso | 0 | 30020568 |  |  |  |  | Delta Rev10 | 4 | module1: DPR 2900B-48; module2: DPR 2900B-48; module3: DPR 2900B-48; module4: DPR 2900B-48 | 11600 | Lithium | Leoch 48V-TB | 48V | 100Ah | 600Ah | 6 | 68 | Bonne | FALSE | [10 empty] | TRUE | Conforme
SNDK0885 | DK1347 | DK_TOUB_DIALAW | Silver | 2:45 | 9900 | 14.64166 | -17.1705 | DAKAR | TRUE | Monthly | Rufisque_Bargny | Rufisque_Bargny | Ahmet Diene Hann |  | Mamadou leye Dembele |  | Baidy Sall | Papa Ngor Ndao | Dakar | TRUE | Generator Logic | SO-01515-5 | 30Kva | Generator Logic 30kVA - Perkins | Perkins | U599608 H | DSE 7320 MKII | 1000 | 100Ah | ELH4267 | ELG5209 | 5543095 | Senelec - GE | RUT955 | Online | FALSE | FALSE | Greenfield | Outdoor | Self Support Tower | 60 | 2 | TRUE | 3 | Free - Orange - Expresso | 0 | 35012370 |  |  |  |  | Delta Rev10 | 6 | DPR 2900B-48 | DPR 2900B-48 | DPR 2900B-48 | DPR 2900B-48 | DPR 2900B-48 | DPR 2900B-48 |  |  |  | 17400 | Lithium | Leoch 48V-TB | 48V | 100Ah | 900Ah | 9 | 112 | Bonne | FALSE | [10 empty] | TRUE | Conforme
SNDK1112 | DK1093 | DK_CORNICHE_EST | Silver | 2:45 | 9900 | 14.6602 | -17.4333 | DAKAR | TRUE | Bi-Monthly | Dakar Ouest | Dakar Ouest | El Hadji Koymine Diané |  | Ahmadou Bamba Seck |  | Mbaye Ndour | Papa Ngor Ndao | Dakar | FALSE | [12 empty] | Senelec | RUT955 | Online | FALSE | TRUE | Greenfield | Outdoor | Self Support Tower | 30 | 1 | TRUE | 2 | Free - Orange | 0 | 30014500 |  |  |  |  | Delta Rev10 | 5 | module1: DPR 2900B-48; module2: DPR 2900B-48; module3: DPR 2900B-48; module4: DPR 2900B-48; module5: DPR 2900B-48 | 14500 | Lithium | Leoch 48V-TB | 48V | 100Ah | 900Ah | 9 | 87 | Bonne | FALSE | [10 empty] | TRUE | Conforme
SNDK1160 | DK1181 | DK_COLOBANE_ESMT | Silver | 2:45 | 9900 | 14.69715 | -17.4509 | DAKAR | TRUE | Bi-Monthly | Dakar Ouest | Dakar Ouest | El Hadji Koymine Diané |  | Ahmadou Bamba Seck |  | Mbaye Ndour | Papa Ngor Ndao | Dakar | FALSE | [12 empty] | Senelec | RUT955 | Online | FALSE | TRUE | Greenfield | Outdoor | Self Support Tower | 35 | 0 | TRUE | 2 | Free - Orange | 0 | 30006820 |  |  |  |  | Delta Rev10 | 6 | DPR 2900B-48 | DPR 2900B-48 | DPR 2900B-48 | DPR 2900B-48 | DPR 2900B-48 | DPR 2900B-48 |  |  |  | 17400 | Lithium | Leoch 48V-TB | 48V | 100Ah | 1200Ah | 12 | 125 | Bonne | FALSE | [10 empty] | TRUE | Conforme
SNLG1118 | LG2527 | LG_LOUGA7 | Silver | 2:45 | 9900 | 15.62425 | -16.21244 | LOUGA | TRUE | Bi-Monthly | PM_LG&Tiv | CM_Louga | Ibrahima Ndiaye | Ousmane Beye | Ibrahima Dieye | Ibrahima Thiam | Bab Khory Ngom | Mame Bourama Diatta | Région | FALSE | [12 empty] | Senelec | RUT955 | Online | FALSE | TRUE | Greenfield | Outdoor | Self Support Tower | 60 | 0 | TRUE | 3 | Free - Orange - Expresso | 0 | 30018315 |  |  |  |  | Delta Rev10 | 5 | module1: DPR 2900B-48; module2: DPR 2900B-48; module3: DPR 2900B-48; module4: DPR 2900B-48; module5: DPR 2900B-48 | 14500 | Lithium | Leoch 48V-TB | 48V | 100Ah | 400Ah | 4 | 93 | Bonne | FALSE | [10 empty] | TRUE | Conforme
SNTC0058 | MT3755 | MT_BAKEL_COURA | Silver | 3:30 | 12600 | 14.9042 | -12.4577 | MATAM | TRUE | Bi-Monthly | PM_Ourossogui | CM_Ourossogui | Ahmadou Bamba Diallo | Ibrahima GUEYE | Amadou Corop Mballo |  | Alioune Ibn Abi Talib Ndoye | Mame Bourama Diatta | Région | FALSE | [12 empty] | Senelec | RUT956 | Offline | FALSE | TRUE | Greenfield | Outdoor | Self Support Tower | 60 | 11 | TRUE | 2 | Free - Expresso | 0 | 35000298 |  |  |  |  | Delta Rev12 | 4 | module1: DPR 3000B-48; module2: DPR 3000B-48; module3: DPR 3000B-48; module4: DPR 3000B-48 | 12000 | Lithium | Leoch 48V-TB | 48V | 100Ah | 600Ah | 6 | 74 | Bonne | FALSE | [10 empty] | TRUE | Conforme
SNMT0773 | MT3769 | MT_AÏNOUMADY01 | Silver | 3:30 | 12600 | 15.60168 | -13.32506 | MATAM | TRUE | Bi-Monthly | PM_Ourossogui | CM_Ourossogui | Ahmadou Bamba Diallo | Ibrahima GUEYE | Amadou Corop Mballo |  | Alioune Ibn Abi Talib Ndoye | Mame Bourama Diatta | Région | FALSE | [12 empty] | Senelec | RUT956 | Online | FALSE | TRUE | Greenfield | Outdoor | Self Support Tower | 35 | 1 | TRUE | 2 | Free - Expresso | 0 | 35013291 |  |  |  |  | Delta Rev12 | 4 | module1: DPR 3000B-48; module2: DPR 3000B-48; module3: DPR 3000B-48; module4: DPR 3000B-48 | 12000 | Lithium | Leoch 48V-TB | 48V | 100Ah | 400Ah | 4 | 67 | Bonne | FALSE | [10 empty] | TRUE | Conforme
SNSL0480 | SL3409 | SL_RONKH | Silver | 3:30 | 12600 | 16.47714 | -15.98517 | SAINT LOUIS | TRUE | Monthly | PM_SL-Dagana-Dioum | CM_Dagana | Babacar Moussa Gaye | Simon Waly Diouf | Alboury Ndong |  | Alioune Ibn Abi Talib Ndoye | Mame Bourama Diatta | Région | FALSE | [12 empty] | Senelec - GE | RUT956 | Offline | FALSE | TRUE | Greenfield | Outdoor | Guyed Mast | 42 | 9 | TRUE | 3 | Free - Orange - Expresso | 0 | 14207171944 | Porte Fusible | F - 22x58 | 63 |  | Delta Rev12 | 3 | module1: DPR 3000B-48; module2: DPR 3000B-48; module3: DPR 3000B-48 | 9000 | Lithium | Leoch 48V-TB | 48V | 100Ah | 600Ah | 6 | 66 | Bonne | FALSE | [10 empty] | TRUE | Conforme
SNSL0225 | SL3432 | SL_MAKA_DIAMA | Silver | 3:30 | 12600 | 16.21547 | -16.38281 | SAINT LOUIS | TRUE | Bi-Monthly | PM_SL-Dagana-Dioum | CM_St-Louis | Babacar Moussa Gaye | Simon Waly Diouf | Ababacar Moussa Niang |  | Alioune Ibn Abi Talib Ndoye | Mame Bourama Diatta | Région | FALSE | [12 empty] | Senelec | RUT955 | Online | FALSE | TRUE | Greenfield | Outdoor | Guyed Mast | 60 | 0 | TRUE | 2 | Free - Orange | 0 | 30026373 |  |  |  |  | Delta Rev10 | 5 | module1: DPR 2900B-48; module2: DPR 2900B-48; module3: DPR 2900B-48; module4: DPR 2900B-48; module5: DPR 2900B-48 | 14500 | Lithium | Leoch 48V-TB | 48V | 100Ah | 600Ah | 6 | 98 | Bonne | FALSE | [10 empty] | TRUE | Conforme
SNDK0666 | DK1122 | DK_KEUR_MASSAR4 | Silver | 2:45 | 9900 | 14.781 | -17.3433 | DAKAR | TRUE | Monthly | Parcelles_Guediawaye | Parcelles_Guediawaye | Daouda Ndiaye |  | Moussa Ndiaye |  | Ahmadou Bamba Ndiaye | Papa Ngor Ndao | Dakar | TRUE | Elcos | 41901 | 30Kva | Elcos 30kVA - Perkins | Perkins | 74408FRI | DSE 7320 MKII | 1000 | 100Ah | ELH4267 | ELG5209 | 5543095 | Senelec - GE | RUT955 | Online | FALSE | TRUE | Greenfield | Outdoor | Self Support Tower | 60 | 7 | TRUE | 2 | Free - Orange | 0 | 35015548 |  |  |  |  | Delta Rev10 | 6 | DPR 2900B-48 | DPR 2900B-48 | DPR 2900B-48 | DPR 2900B-48 | DPR 2900B-48 | DPR 2900B-48 |  |  |  | 17400 | Lithium | Leoch 48V-TB | 48V | 100Ah | 1200Ah | 12 | 169 | Bonne | FALSE | [10 empty] | TRUE | Conforme
SNDK1059 | DK1440 | DK_RFQ_TIV_PEUL | Silver | 2:45 | 9900 | 14.789616 | -17.293596 | DAKAR | TRUE | Monthly | Keur Massar _ Bambilor | Keur Massar _ Bambilor | Ibrahima Konate |  | Oumar Ndiaye |  | Baidy Sall | Papa Ngor Ndao | Dakar | TRUE | Generator Logic | 949813 | 20Kva | Generator Logic 20kVA - Perkins | Perkins | 968573E | DSE 7320 MKII | 1000 | 100Ah | ELH4267 | ELG5209 | 5543095 | Senelec - GE | RUT955 | Online | FALSE | TRUE | Greenfield | Outdoor | Self Support Tower | 35 | 2 | TRUE | 2 | Free - Orange | 0 | 30014600 |  |  |  |  | Delta Rev10 | 5 | module1: DPR 2900B-48; module2: DPR 2900B-48; module3: DPR 2900B-48; module4: DPR 2900B-48; module5: DPR 2900B-48 | 14500 | Lithium | Leoch 48V-TB | 48V | 100Ah | 900Ah | 9 | 125 | Bonne | FALSE | [10 empty] | TRUE | Conforme
SNDK0868 | DK1444 | DK_CITE_DOUDOU_BASSE | Silver | 2:45 | 9900 | 14.76538 | -17.23082 | DAKAR | TRUE | Monthly | Rufisque_Bargny | Rufisque_Bargny | Ahmet Diene Hann |  | Mamadou leye Dembele |  | Baidy Sall | Papa Ngor Ndao | Dakar | TRUE | Elcos | 41900 | 30Kva | Elcos 30kVA - Perkins | Perkins | X22G296009 | DSE 7320 MKII | 1000 | 100Ah | ELH4267 | ELG5209 | 5543095 | Senelec - GE | RUT955 | Online | FALSE | TRUE | Greenfield | Outdoor | Self Support Tower | 45 | 0 | TRUE | 2 | Free - Orange | 0 | 30002898 |  |  |  |  | Delta Rev10 | 6 | DPR 2900B-48 | DPR 2900B-48 | DPR 2900B-48 | DPR 2900B-48 | DPR 2900B-48 | DPR 2900B-48 |  |  |  | 17400 | Lithium | Leoch 48V-TB | 48V | 100Ah | 900Ah | 9 | 174 | Bonne | FALSE | [10 empty] | TRUE | Conforme
SNMT0479 | MT3708 | MT_THILOGNE | Silver | 3:30 | 12600 | 15.9725 | -13.59445 | MATAM | TRUE | Monthly | PM_Ourossogui | CM_Ourossogui | Ahmadou Bamba Diallo | Ibrahima GUEYE | Amadou Corop Mballo |  | Alioune Ibn Abi Talib Ndoye | Mame Bourama Diatta | Région | TRUE | Generator Logic | 9572-9 | 20Kva | Generator Logic 20kVA - Perkins | Perkins | 980295 | DSE 7320 MKII | 1000 | 55Ah | ELH4267 | ELG5209 | 5543095 | Senelec - GE | RUT956 | Online | FALSE | TRUE | Greenfield | Outdoor | Guyed Mast | 60 | 16 | TRUE | 2 | Free - Expresso | 0 | 3510072 |  |  |  |  | Delta Rev12 | 4 | module1: DPR 3000B-48; module2: DPR 3000B-48; module3: DPR 3000B-48; module4: DPR 3000B-48 | 12000 | Lithium | Leoch 48V-TB | 48V | 100Ah | 400Ah | 4 | 55 | Bonne | FALSE | [10 empty] | TRUE | Conforme
SNSL0059 | SL3434 | SL_PODOR_LAO_DEMBA | Silver | 3:30 | 12600 | 16.65167 | -14.96058 | SAINT LOUIS | TRUE | Monthly | PM_SL-Dagana-Dioum | CM_Dagana | Babacar Moussa Gaye | Simon Waly Diouf | Alboury Ndong |  | Alioune Ibn Abi Talib Ndoye | Mame Bourama Diatta | Région | TRUE | Generator Logic | 9592-37 | 20Kva | Generator Logic 20kVA - Perkins | Perkins | 913283G | DSE 7320 MKII | 1000 | 75Ah | ELH4267 | ELG5209 | 5543095 | Senelec - GE | RUT956 | Offline | FALSE | TRUE | Greenfield | Outdoor | Self Support Tower | 60 | 0 | TRUE | 2 | Free - Expresso | 0 | 30017890 |  |  |  |  | Delta Rev12 | 4 | module1: DPR 3000B-48; module2: DPR 3000B-48; module3: DPR 3000B-48; module4: DPR 3000B-48 | 12000 | Lithium | Leoch 48V-TB | 48V | 100Ah | 400Ah | 4 | 53 | Bonne | FALSE | [10 empty] | TRUE | Conforme
SNSL0227 | SL3519 | SL_HLM_DIOLA | Silver | 3:30 | 12600 | 16.4509 | -15.69371 | SAINT LOUIS | TRUE | Monthly | PM_SL-Dagana-Dioum | CM_Dagana | Babacar Moussa Gaye | Simon Waly Diouf | Alboury Ndong |  | Alioune Ibn Abi Talib Ndoye | Mame Bourama Diatta | Région | TRUE | Generator Logic | 9498-15 | 20Kva | Generator Logic 20kVA - Perkins | Perkins | 969085E | DSE 7320 MKII | 1000 | 75Ah | ELH4267 | ELG5209 | 5543095 | Senelec - GE | RUT955 | Online | FALSE | TRUE | Greenfield | Outdoor | Self Support Tower | 35 | 3 | TRUE | 2 | Free - Orange | 0 | 35003148 |  |  |  |  | Delta Rev12 | 5 | module1: DPR 3000B-48; module2: DPR 3000B-48; module3: DPR 3000B-48; module4: DPR 3000B-48; module5: DPR 3000B-48 | 15000 | Lithium | Leoch 48V-TB | 48V | 100Ah | 600Ah | 6 | 134 | Bonne | FALSE | [10 empty] | TRUE | Conforme
SNTH0579 | TH2043 | TH_PIRE_GOUREYE | Silver | 2:45 | 9900 | 15.00639 | -16.74133 | THIES | TRUE | Monthly | PM_LG&Tiv | CM_Tivaouane | Ibrahima Ndiaye | Ousmane Beye | El Hadj Mbar Faye | Ismaila Seck | Bab Khory Ngom | Mame Bourama Diatta | Région | TRUE | Unapower | U917556G | 20Kva | Unapower 20kVA - Perkins | Perkins | 38684200030 | DSE 7420 MKII | 1000 | 55Ah | ELH4267 | 4415122 | 5543095 | Senelec - GE | RUT955 | Online | FALSE | TRUE | Greenfield | Indoor | Guyed Mast | 60 | 2 | TRUE | 3 | Free - Orange - Expresso | 0 | 35002867 |  |  |  |  | Delta Rev10 | 5 | module1: DPR 2900B-48; module2: DPR 2900B-48; module3: DPR 2900B-48; module4: DPR 2900B-48; module5: DPR 2900B-48 | 14500 | Lithium | Leoch 48V-TB | 48V | 100Ah | 600Ah | 6 | 129 | Bonne | FALSE | [10 empty] | TRUE | Conforme
SNLG0920 | LG2590 | LG_MBAR_TOUBAB | Silver | 3:30 | 12600 | 16.0177979 | -15.6724856 | LOUGA | TRUE | Monthly | PM_LG&Tiv | CM_Louga | Ibrahima Ndiaye | Ousmane Beye | Ibrahima Dieye | Ibrahima Thiam | Bab Khory Ngom | Mame Bourama Diatta | Région | TRUE | Pramac | PEC00222102 | 13Kva | Pramac 13kVA - Perkins | Perkins | 515016E | Intelite AMF26P | 1500 | 75Ah | Z130A | ELG5209 | P608533 | HBS | RUT956 | Offline | FALSE | FALSE | Greenfield | Outdoor | Self Support Tower | 60 | 0 | FALSE | 1 | Free | 0 | Pas de compteur |  |  |  |  | Emerson | 4 | module1: R48-2000e3; module2: R48-2000e3; module3: R48-2000e3; module4: R48-2000e3 | 8000 | OpZV(Sans entretien) | Narada | 2V | 1000Ah | 1000Ah | 24 | 25 | Bonne | TRUE | 24 | TP672P-330 | 330 | 4 | 6 | 7920 | Vertiv | 4 | 2000 | 8000 | TRUE | Conforme
SNMT0610 | MT3783 | MT_SORINGO | Silver | 3:30 | 12600 | 15.22641 | -14.52753 | MATAM | TRUE | Monthly | PM_Dahra | Mixte_Dahra | Papa Ahmadou Mactar Seye |  | Cheick Thiam |  | Bab Khory Ngom | Mame Bourama Diatta | Région | TRUE | Pramac | PEC00222112 | 13Kva | Pramac 13kVA - Perkins | Perkins | GK65760U51 | Intelite AMF26P | 1500 | 100Ah | Z130A | ELG5209 | P608533 | HBS | RUT956 | Offline | FALSE | FALSE | Greenfield | Outdoor | Self Support Tower | 60 | 2 | FALSE | 1 | Free | 0 | Pas de compteur |  |  |  |  | Emerson | 4 | module1: R48-2000e3; module2: R48-2000e3; module3: R48-2000e3; module4: R48-2000e3 | 8000 | OpZV(Sans entretien) | Narada | 2V | 1000Ah | 1000Ah | 24 | 9 | Bonne | TRUE | 24 | TP672P-330 | 330 | 4 | 6 | 7920 | Vertiv | 4 | 2000 | 8000 | TRUE | Conforme
SNMT0033 | MT3784 | MT_KODJELEL_NGALA | Silver | 3:30 | 12600 | 15.19154 | -14.20702 | MATAM | TRUE | Monthly | PM_Dahra | Mixte_Dahra | Papa Ahmadou Mactar Seye |  | Cheick Thiam |  | Bab Khory Ngom | Mame Bourama Diatta | Région | TRUE | Pramac | PEC00222112 | 13Kva | Pramac 13kVA - Perkins | Perkins |  | Intelite AMF26P | 1500 | 100Ah | Z130A | ELG5209 | P608533 | HBS | RUT956 | Offline | FALSE | FALSE | Greenfield | Outdoor | Self Support Tower | 60 | 1 | FALSE | 1 | Free | 0 | Pas de compteur |  |  |  |  | Emerson | 5 | module1: R48-2000e3; module2: R48-2000e3; module3: R48-2000e3; module4: R48-2000e3; module5: R48-2000e3 | 10000 | OpZV(Sans entretien) | Narada | 2V | 1000Ah | 1000Ah | 24 | 12 | Bonne | TRUE | 24 | TP672P-330 | 330 | 4 | 6 | 7920 | Vertiv | 4 | 2000 | 8000 | TRUE | Conforme
SNMT0457 | MT3788 | MT_GANGUEL_MAKA | Silver | 3:30 | 12600 | 14.94537 | -12.73363 | MATAM | TRUE | Monthly | PM_Ourossogui | CM_Ourossogui | Ahmadou Bamba Diallo | Ibrahima GUEYE | Amadou Corop Mballo |  | Alioune Ibn Abi Talib Ndoye | Mame Bourama Diatta | Région | TRUE | Pramac | PEC00222071 | 13Kva | Pramac 13kVA - Perkins | Perkins | Perkins 403D-15G | Intelite AMF26P | 1500 | 100Ah | Z130A | ELG5209 | P608533 | HBS | RUT956 | Offline | FALSE | FALSE | Greenfield | Outdoor | Self Support Tower | 45 | 2 | FALSE | 1 | Free | 0 | Pas de compteur |  |  |  |  | Emerson | 6 | module1: R48-2000e3; module2: R48-2000e3; module3: R48-2000e3; module4: R48-2000e3; module5: R48-2000e3 | 10000 | OpZV(Sans entretien) | Narada | 2V | 1000Ah | 1000Ah | 24 | 21 | Bonne | TRUE | 24 | TP672P-330 | 330 | 6 | 4 | 7920 | Vertiv | 4 | 3000 | 12000 | TRUE | Conforme
SNSL0967 | SL3418 | SL_NGITH | Gold | 3:30 | 12600 | 16.19056 | -15.90584 | SAINT LOUIS | TRUE | Monthly | PM_SL-Dagana-Dioum | CM_Dagana | Babacar Moussa Gaye | Simon Waly Diouf | Alboury Ndong |  | Alioune Ibn Abi Talib Ndoye | Mame Bourama Diatta | Région | TRUE | Generator Logic | 9572-19 | 20Kva | Generator Logic 20kVA - Perkins | Perkins | 979683F | DSE 7320 MKII | 1000 | 55Ah | ELH4267 | ELG5209 | 5543095 | Senelec - GE | RUT955 | Offline | FALSE | FALSE | Greenfield | Outdoor | Self Support Tower | 24 | 0 | FALSE | 1 | Free | 0 | 3001154 |  |  |  |  | Delta Rev12 | 5 | module1: DPR 3000B-48; module2: DPR 3000B-48; module3: DPR 3000B-48; module4: DPR 3000B-48; module5: DPR 3000B-48 | 15000 | Lithium | Leoch 48V-TB | 48V | 100Ah | 600Ah | 6 | 16 | Bonne | TRUE | 12 | JAM72D42-630/LB | 630 | 2 | 6 | 7560 | Delta | 2 | 3000 | 6000 | TRUE | Conforme
SNSL0391 | SL3477 | SL_TATKI | Silver | 3:30 | 12600 | 16.230891 | -15.28138 | SAINT LOUIS | TRUE | Monthly | PM_SL-Dagana-Dioum | CM_Dagana | Babacar Moussa Gaye | Simon Waly Diouf | Alboury Ndong |  | Alioune Ibn Abi Talib Ndoye | Mame Bourama Diatta | Région | TRUE | Pramac | PEC00222154 | 13Kva | Pramac 13kVA - Perkins | Perkins | GK65760U516070E | Intelite AMF26P | 1500 | 100Ah | Z130A | ELG5209 | P608533 | HBS | RUT956 | Offline | FALSE | FALSE | Greenfield | Outdoor | Self Support Tower | 60 | 0 | FALSE | 1 | Free | 0 | Pas de compteur |  |  |  |  | Emerson | 6 | module1: R48-2000e3; module2: R48-2000e3; module3: R48-2000e3; module4: R48-2000e3; module5: R48-2000e3 | 10000 | OpZV(Sans entretien) | Narada | 2V | 1000Ah | 1000Ah | 24 | 19 | Bonne | TRUE | 24 | TP672P-330 | 330 | 4 | 6 | 7920 | Vertiv | 4 | 2000 | 8000 | TRUE | Conforme
SNSL0993 | SL3478 | SL_MBOROBE | Silver | 3:30 | 12600 | 16.23593 | -14.59241 | SAINT LOUIS | TRUE | Monthly | PM_SL-Dagana-Dioum | CM_Dagana | Babacar Moussa Gaye | Simon Waly Diouf | Alboury Ndong |  | Alioune Ibn Abi Talib Ndoye | Mame Bourama Diatta | Région | TRUE | Pramac | PEC00222147 | 13Kva | Pramac 13kVA - Perkins | Perkins | GK65760U514953E | Intelite AMF26P | 1500 | 100Ah | Z130A | ELG5209 | P608533 | HBS | RUT956 | Offline | FALSE | FALSE | Greenfield | Outdoor | Self Support Tower | 60 | 0 | FALSE | 1 | Free | 0 | Pas de compteur |  |  |  |  | Emerson | 6 | module1: R48-2000e3; module2: R48-2000e3; module3: R48-2000e3; module4: R48-2000e3; module5: R48-2000e3 | 10000 | OpZV(Sans entretien) | Narada | 2V | 1000Ah | 1000Ah | 24 | 17 | Bonne | TRUE | 24 | TP672P-330 | 330 | 4 | 6 | 7920 | Vertiv | 4 | 2000 | 8000 | TRUE | Conforme
SNSL0612 | SL3486 | SL_NIASSENE | Silver | 3:30 | 12600 | 16.01059 | -16.16673 | SAINT LOUIS | TRUE | Monthly | PM_SL-Dagana-Dioum | CM_St-Louis | Babacar Moussa Gaye | Simon Waly Diouf | Ababacar Moussa Niang |  | Alioune Ibn Abi Talib Ndoye | Mame Bourama Diatta | Région | TRUE | Pramac | PEC00222127 | 13Kva | Pramac 13kVA - Perkins | Perkins | GK65760U514957E | Intelite AMF9 | 1500 | 75Ah | Z130A | ELG5209 | P608533 | HBS | RUT956 | Online | FALSE | FALSE | Greenfield | Outdoor | Self Support Tower | 45 | 0 | FALSE | 1 | Free | 0 | Pas de compteur |  |  |  |  | Emerson | 6 | module1: R48-2000e3; module2: R48-2000e3; module3: R48-2000e3; module4: R48-2000e3; module5: R48-2000e3 | 10000 | OpZV(Sans entretien) | Narada | 2V | 1000Ah | 1000Ah | 24 | 25 | Bonne | TRUE | 24 | TP672P-330 | 330 | 4 | 6 | 7920 | Vertiv | 4 | 2000 | 8000 | TRUE | Conforme
SNSL1091 | SL3488 | SL_MERINA | Silver | 2:45 | 9900 | 15.8404465 | -16.3600105 | SAINT LOUIS | TRUE | Monthly | PM_SL-Dagana-Dioum | CM_St-Louis | Babacar Moussa Gaye | Simon Waly Diouf | Ababacar Moussa Niang |  | Alioune Ibn Abi Talib Ndoye | Mame Bourama Diatta | Région | TRUE | Pramac | PEC00222109 | 13Kva | Pramac 13kVA - Perkins | Perkins | GK65760U515551E | Intelite AMF26P | 1500 | 100Ah | Z130A | ELG5209 | P608533 | HBS | RUT956 | Offline | FALSE | FALSE | Greenfield | Outdoor | Self Support Tower | 35 | 0 | FALSE | 1 | Free | 0 | Pas de compteur |  |  |  |  | Emerson | 6 | module1: R48-2000e3; module2: R48-2000e3; module3: R48-2000e3; module4: R48-2000e3; module5: R48-2000e3 | 10000 | OpZV(Sans entretien) | Narada | 2V | 1000Ah | 1000Ah | 24 | 22 | Bonne | TRUE | 24 | TP672P-330 | 330 | 4 | 6 | 7920 | Vertiv | 4 | 2000 | 8000 | TRUE | Conforme
SNTH1475 | TH2455 | TH_DIOGO | Silver | 2:45 | 9900 | 15.305099 | -16.823025 | THIES | TRUE | Monthly | PM_LG&Tiv | CM_Tivaouane | Ibrahima Ndiaye | Ousmane Beye | El Hadj Mbar Faye | Ismaila Seck | Bab Khory Ngom | Mame Bourama Diatta | Région | TRUE | TecnoGen | 16.47665 | 13Kva | TecnoGen 13kVA - Perkins | Perkins | 16.47665 | DSE 7320 MKII |  | 75Ah | ELH4267 | M360 | 135326206 | Solaire - GE | RUT955 | Offline | FALSE | FALSE | Greenfield | Outdoor | Self Support Tower | 42 | 0 | FALSE | 1 | Free | 0 | Pas de compteur |  |  |  |  | Delta Rev10 | 3 | module1: DPR 2900B-48; module2: DPR 2900B-48; module3: DPR 2900B-48 | 8700 | Lithium | Leoch 48V-TB | 48V | 100Ah | 1200Ah | 12 | 33 | Bonne | TRUE | 24 | TP672P-330 | 330 | 3 | 8 | 7920 | Delta | 3 | 3000 | 9000 | TRUE | Conforme
SNLG0522 | LG2589 | LG_KANTARE | Silver | 2:45 | 9900 | 15.20221 | -16.26006 | LOUGA | TRUE | Monthly | PM_Darou_Mousty | Mixte_Darou_Mousty | Saidou Ba |  | Talibouya Fall |  | Bab Khory Ngom | Mame Bourama Diatta | Région | TRUE | Pramac | PEC00222074 | 13Kva | Pramac 13kVA - Perkins | Perkins | 032479D | Intelite AMF26P | 1500 | 75Ah | Z130A | ELG5209 | P608533 | HBS | RUT956 | Offline | FALSE | TRUE | Greenfield | Outdoor | Self Support Tower | 45 | 0 | FALSE | 1 | Free | 0 | Pas de compteur |  |  |  |  | Emerson | 6 | R48-2000e3 | R48-2000e3 | R48-2000e3 | R48-2000e3 | R48-2000e3 | R48-2000e3 |  |  |  | 12000 | OpZV(Sans entretien) | Narada | 2V | 1000Ah | 1000Ah | 24 | 30 | Bonne | TRUE | 24 | TP672P-330 | 330 | 4 | 6 | 7920 | Vertiv | 3 | 2000 | 6000 | TRUE | Conforme
SNLG0533 | LG2593 | LG_KOILY_ALPHA | Silver | 3:30 | 12600 | 15.73623 | -15.51022 | LINGUERE | TRUE | Monthly | PM_Dahra | Mixte_Dahra | Papa Ahmadou Mactar Seye |  | Cheick Thiam |  | Bab Khory Ngom | Mame Bourama Diatta | Région | TRUE | Pramac | PEC00222114 | 13Kva | Pramac 13kVA - Perkins | Perkins |  | Intelite AMF26P | 1500 | 100Ah | Z130A | ELG5209 | P608533 | HBS | RUT956 | Offline | FALSE | TRUE | Greenfield | Outdoor | Self Support Tower | 45 | 0 | FALSE | 1 | Free | 0 | Pas de compteur |  |  |  |  | Emerson | 5 | module1: R48-2000e3; module2: R48-2000e3; module3: R48-2000e3; module4: R48-2000e3; module5: R48-2000e3 | 10000 | OpZV(Sans entretien) | Narada | 2V | 1000Ah | 1000Ah | 24 | 21 | Bonne | TRUE | 24 | TP672P-330 | 330 | 4 | 6 | 7920 | Vertiv | 4 | 2000 | 8000 | TRUE | Conforme
SNLG1608 | LG2668 | LG_GNAYAME | Silver | 3:30 | 12600 | 15.750687 | -16.534662 | LOUGA | TRUE | Monthly | PM_LG&Tiv | CM_Louga | Ibrahima Ndiaye | Ousmane Beye | Ibrahima Dieye | Ibrahima Thiam | Bab Khory Ngom | Mame Bourama Diatta | Région | TRUE | Elcos | 41008 | 20Kva | Elcos 20kVA - Perkins | Perkins | 934148H | DSE 7320 MKII | 1000 | 75Ah | ELH4267 | ELG5209 | 5543095 | Solaire - GE | RUT955 | Online | FALSE | TRUE | Greenfield | Outdoor | Self Support Tower | 50 | 0 | FALSE | 1 | Free | 0 | Pas de compteur |  |  |  |  | Delta Rev12 | 3 | module1: DPR 3000B-48; module2: DPR 3000B-48; module3: DPR 3000B-48 | 9000 | Lithium | Leoch 48V-TB | 48V | 100Ah | 1100Ah | 11 | 47 | Bonne | TRUE | 12 | JAM72D42-630/LB | 630 | 2 | 6 | 7560 | Delta | 2 | 3000 | 6000 | TRUE | Conforme
SNTH0753 | TH2156 | TH_LEONA | Silver | 2:45 | 9900 | 15.15126 | -16.7514 | THIES | TRUE | Monthly | PM_LG&Tiv | CM_Tivaouane | Ibrahima Ndiaye | Ousmane Beye | El Hadj Mbar Faye | Ismaila Seck | Bab Khory Ngom | Mame Bourama Diatta | Région | TRUE | Pramac | PEC0022059 | 13Kva | Pramac 13kVA - Perkins | Perkins | 032486D | Intelite AMF26P | 1500 | 75Ah | Z130A | P550582 | P608533 | HBS | RUT956 | Online | FALSE | TRUE | Greenfield | Outdoor | Self Support Tower | 45 | 0 | FALSE | 1 | Free | 0 | Pas de compteur |  |  |  |  | Emerson | 6 | module1: R48-2000e3; module2: R48-2000e3; module3: R48-2000e3; module4: R48-2000e3; module5: R48-2000e3 | 10000 | Lithium | Leoch 48V-TB | 48V | 100Ah | 600Ah | 6 | 28 | Bonne | TRUE | 24 | TP672P-330 | 330 | 4 | 8 | 7920 | Vertiv | 4 | 2000 | 8000 | TRUE | Conforme
SNTH0913 | TH2166 | TH_MAKOUMBA_SINE | Silver | 2:45 | 9900 | 15.01291 | -16.5232 | THIES | TRUE | Monthly | PM_LG&Tiv | CM_Tivaouane | Ibrahima Ndiaye | Ousmane Beye | El Hadj Mbar Faye | Ismaila Seck | Bab Khory Ngom | Mame Bourama Diatta | Région | TRUE | Pramac | PEC00222073 | 13Kva | Pramac 13kVA - Perkins | Perkins | 032729D | Intelite AMF26P | 1500 | 75Ah | Z130A | P550582 | P608533 | HBS | RUT956 | Online | FALSE | TRUE | Greenfield | Outdoor | Self Support Tower | 35 | 0 | FALSE | 1 | Free | 0 | Pas de compteur |  |  |  |  | Emerson | 6 | module1: R48-2000e3; module2: R48-2000e3; module3: R48-2000e3; module4: R48-2000e3; module5: R48-2000e3 | 10000 | OpZV(Sans entretien) | Narada | 2V | 1000Ah | 1000Ah | 24 | 31 | Bonne | TRUE | 24 | TP672P-330 | 330 | 4 | 6 | 7920 | Vertiv | 4 | 2000 | 8000 | TRUE | Conforme
SNTH1407 | TH2443 | TH_DIAMA_KAD | Silver | 2:45 | 9900 | 15.064741 | -16.696114 | THIES | TRUE | Monthly | PM_LG&Tiv | CM_Tivaouane | Ibrahima Ndiaye | Ousmane Beye | El Hadj Mbar Faye | Ismaila Seck | Bab Khory Ngom | Mame Bourama Diatta | Région | TRUE | Generator Logic | 9592-22 | 20Kva | Generator Logic 20kVA - Perkins | Perkins | 914478G | DSE 7320 MKII | 1000 | 55Ah | ELH4267 | ELG5209 | 5543095 | Solaire - GE | RUT955 | Online | FALSE | TRUE | Greenfield | Outdoor | Self Support Tower | 50 | 0 | FALSE | 1 | Free | 0 | Pas de compteur |  |  |  |  | Delta Rev10 | 5 | module1: DPR 2900B-48; module2: DPR 2900B-48; module3: DPR 2900B-48; module4: DPR 2900B-48; module5: DPR 2900B-48 | 14500 | Lithium | Leoch 48V-TB | 48V | 150Ah | 1200Ah | 8 | 41 | Bonne | TRUE | 12 | JAM72D42-630/LB | 630 | 2 | 6 | 7560 | Delta | 2 | 2000 | 4000 | TRUE | Conforme
SNTH1605 | TH2491 | TH_MBOUL | Silver | 2:45 | 9900 | 15.20148322 | -16.4562422 | THIES | TRUE | Monthly | PM_LG&Tiv | CM_Tivaouane | Ibrahima Ndiaye | Ousmane Beye | El Hadj Mbar Faye | Ismaila Seck | Bab Khory Ngom | Mame Bourama Diatta | Région | TRUE | Generator Logic | 909141G | 20Kva | Generator Logic 20kVA - Perkins | Perkins | 909141G | DSE 7320 MKII | 1000 | 75Ah | ELH4267 | ELG5209 | 5543095 | GE | RUT955 | Online | FALSE | TRUE | Greenfield | Outdoor | Self Support Tower | 100 | 0 | FALSE | 1 | Free | 0 | Pas de compteur |  |  |  |  | Delta Rev12 | 5 | module1: DPR 3000B-48; module2: DPR 3000B-48; module3: DPR 3000B-48; module4: DPR 3000B-48; module5: DPR 3000B-48 | 15000 | Lithium | Leoch 48V-TB | 48V | 100Ah | 800Ah | 8 | 26 | Bonne | TRUE | 12 | JAM72D42-630/LB | 630 | 2 | 6 | 7560 | Delta | 2 | 3000 | 6000 | TRUE | Conforme
SNSL0198 | SL3430 | SL_MBARIGO | Silver | 2:45 | 9900 | 16.08142 | -16.36114 | SAINT LOUIS | TRUE | Monthly | PM_SL-Dagana-Dioum | CM_St-Louis | Babacar Moussa Gaye | Simon Waly Diouf | Ababacar Moussa Niang |  | Alioune Ibn Abi Talib Ndoye | Mame Bourama Diatta | Région | TRUE | Elcos | 41903 | 30Kva | Elcos 30kVA - Perkins | Perkins | DJ32003U603271H | DSE 7320 MKII | 1500 | 75Ah | ELH4267 | ELG5209 | 5543095 | Senelec - GE | RUT955 | Online | FALSE | TRUE | Greenfield | Outdoor | Guyed Mast | 60 | 3 | TRUE | 3 | Free - Orange - Expresso | 0 | 35005411 |  |  |  |  | Delta Rev10 | 6 | DPR 2900B-48 | DPR 2900B-48 | DPR 2900B-48 | DPR 2900B-48 | DPR 2900B-48 | DPR 2900B-48 |  |  |  | 17400 | Lithium | Leoch 48V-TB | 48V | 100Ah | 900Ah | 9 | 162 | Bonne | TRUE | 12 | JAM72D42-630/LB | 630 | 2 | 6 | 7560 | Delta | 2 | 3000 | 6000 | TRUE | Conforme
SNDK0532 | DK1474 | DK_LIBERTE3 | Silver | 2:45 | 9900 | 14.71598 | -17.45649 | DAKAR | FALSE | Bi-Monthly | Castors _ HLM _ Maristes | Castors _ HLM _ Maristes | Papa Ababacar Nguer |  | Ombouele Embongo FranK |  | Ahmadou Bamba Ndiaye | Papa Ngor Ndao | Dakar | FALSE | [12 empty] | Senelec | Pas de RMS | Pas de RMS | FALSE | TRUE | Rooftop | Outdoor | Self Support Tower | 12 | 0 | FALSE | 1 | Free | 0 | 35017569 |  |  |  |  | RBS 6102 | 4 | module1: PSU AC01 - 1800; module2: PSU AC01 - 1800; module3: PSU AC01 - 1800; module4: PSU AC01 - 1800 | 7200 | Lithium | Leoch 48V-TB | 48V | 100Ah | 400Ah | 4 |  | Bonne | FALSE | [10 empty] | FALSE | Non Conforme
SNDK0264 | DK1724 | DK_BOPP | Silver | 2:45 | 9900 | 14.70244 | -17.44788 | DAKAR | FALSE | Bi-Monthly | Dakar Ouest | Dakar Ouest | El Hadji Koymine Diané |  | Ahmadou Bamba Seck |  | Mbaye Ndour | Papa Ngor Ndao | Dakar | FALSE | [12 empty] | Senelec | Pas de RMS | Pas de RMS | FALSE | FALSE | Rooftop | Outdoor | Monopole | 6 | 0 | FALSE | 1 | Free | 0 | 35012735 |  |  |  |  | Enclosure 6130 | 4 | module1: MR 3000B-48; module2: MR 3000B-48; module3: MR 3000B-48; module4: MR 3000B-48; module9: 12000 | 12000 | OpZs(Acide) | Classic | 2V | 1080Ah | 1080Ah | 24 |  | Bonne | FALSE | [10 empty] | TRUE | Conforme
SNDK1034 | DK1190 | DK_GRAND_MEDINE | Silver | 2:45 | 9900 | 14.7519 | -17.4422 | DAKAR | FALSE | Bi-Monthly | Parcelles_Guediawaye | Parcelles_Guediawaye | Daouda Ndiaye |  | Moussa Ndiaye |  | Ahmadou Bamba Ndiaye | Papa Ngor Ndao | Dakar | FALSE | [12 empty] | Senelec | RUT956 | Offline | FALSE | TRUE | Rooftop | Outdoor | Guyed Mast | 9 | 0 | FALSE | 1 | Free | 0 | 30021534 |  |  |  |  | RBS 6102 | 4 | module1: PSU AC01 - 1800; module2: PSU AC01 - 1800; module3: PSU AC03 - 2500; module4: PSU AC03 - 2500 | 8600 | OpZs(Acide) | Classic | 2V | 1080Ah | 1080Ah | 24 | 37 | Bonne | FALSE | [10 empty] | TRUE | Non Conforme
SNDK0985 | DK1309 | DK_FOIRE_EXTENSION | Gold | 2:45 | 9900 | 14.7409 | -17.462 | DAKAR | FALSE | Monthly | Castors _ HLM _ Maristes | Castors _ HLM _ Maristes | Papa Ababacar Nguer |  | Ombouele Embongo FranK |  | Ahmadou Bamba Ndiaye | Papa Ngor Ndao | Dakar | FALSE | [12 empty] | Senelec | RUT955 | Online | FALSE | TRUE | Rooftop | Outdoor | Guyed Mast | 9 | 1 | FALSE | 1 | Free | 0 | A renseigner |  |  |  |  | Sans Redresseur | Sans Modules | module1: Sans Modules; module2: Sans Modules | 0 | [8 empty] | FALSE | [10 empty] | TRUE | Conforme
SNDK0151 | DK1616 | DK_BAMBILOR2 | Silver | 2:45 | 9900 | 14.78307 | -17.15965 | DAKAR | FALSE | Bi-Monthly | Keur Massar _ Bambilor | Keur Massar _ Bambilor | Ibrahima Konate |  | Oumar Ndiaye |  | Baidy Sall | Papa Ngor Ndao | Dakar | FALSE | [12 empty] | Senelec | Pas de RMS | Pas de RMS | FALSE | TRUE | Greenfield | Outdoor | Self Support Tower | 35 | 0 | FALSE | 1 | Free | 0 | A renseigner |  |  |  |  | Sans Redresseur | Sans Modules | module1: Sans Modules; module2: Sans Modules | 0 | [8 empty] | FALSE | [10 empty] | TRUE | Conforme
SNDK1245 | DK1813 | NOT NAMED YET | Silver | 2:45 | 9900 | 14.7034483 | -17.47922 | DAKAR | FALSE | Bi-Monthly | Rufisque_Bargny | Rufisque_Bargny | Ahmet Diene Hann |  | Mamadou leye Dembele |  | Baidy Sall | Papa Ngor Ndao | Dakar | FALSE | [12 empty] | Senelec | Pas de RMS | Pas de RMS | FALSE | TRUE | Greenfield | Outdoor | Palm Tree | 25 | 0 | FALSE | 1 | Free | 0 | A renseigner |  |  |  |  | Sans Redresseur | Sans Modules | module1: Sans Modules; module2: Sans Modules | 0 | [8 empty] | FALSE | [10 empty] | TRUE | Conforme
Note on J748: [Commentaire à thread] Votre version d’Excel vous permet de lire ce commentaire à thread. Toutefois, les modifications qui y sont apportées seront supprimées si le fichier est ouvert dans une version plus récente d’Excel. En savoir plus : https://go.microsoft.com/fwlink/?linkid=870924 Commentaire : Refus d’accès par le bailleur, dernière mise à jour le 23/10/2024
Note on J749: [Commentaire à thread] Votre version d’Excel vous permet de lire ce commentaire à thread. Toutefois, les modifications qui y sont apportées seront supprimées si le fichier est ouvert dans une version plus récente d’Excel. En savoir plus : https://go.microsoft.com/fwlink/?linkid=870924 Commentaire : Arrêté le 13/05/2025
Note on J751: [Commentaire à thread] Votre version d’Excel vous permet de lire ce commentaire à thread. Toutefois, les modifications qui y sont apportées seront supprimées si le fichier est ouvert dans une version plus récente d’Excel. En savoir plus : https://go.microsoft.com/fwlink/?linkid=870924 Commentaire : Refus d’accès par le bailleur, dernière mise à jour le 07/11/2024. Le site est actuellement maintenu en facturation sur le CM
Note on J752: [Commentaire à thread] Votre version d’Excel vous permet de lire ce commentaire à thread. Toutefois, les modifications qui y sont apportées seront supprimées si le fichier est ouvert dans une version plus récente d’Excel. En savoir plus : https://go.microsoft.com/fwlink/?linkid=870924 Commentaire : Site présent dans la base transmise par HTS mais inexistant
Note on J753: [Commentaire à thread] Votre version d’Excel vous permet de lire ce commentaire à thread. Toutefois, les modifications qui y sont apportées seront supprimées si le fichier est ouvert dans une version plus récente d’Excel. En savoir plus : https://go.microsoft.com/fwlink/?linkid=870924 Commentaire : Managed site géré par Free